## iesiri 01.10.2019
Directie flux | Cod punct fizic | Denumire punct fizic | Cod punct virtual | Denumire punct virtual | Cod Partener | Denumire partener adiacent | Tip partener | Localitate | Judet | Pmin [bar] | Pmax [bar] | PCS mediu [MWh/mc] | Capacitate tehnica [Smc/zi]
Flow direction (iesire=exit) | Physical point cod | Physical point name | Virtual point code | Virtual point name | Partner Code | Neighbouring partner name | Partner type | Town | County | Pmin [barg] | Pmax [barg] | GCV average [MWh/cm (15/150C)] | Technical capacity [cm (15/150C)/day]
iesire | SM0001D0 | ROMANESTI | VSM10 | DELGAZ GRID | EGDTGM | DELGAZ GRID SA | OSD | ROMANESTI | Sibiu | 1.1 | 1.2 | 0.010475 | 6000
iesire | SM0002D0 | PAUCEA | VSM10 | DELGAZ GRID | EGDTGM | DELGAZ GRID SA | OSD | PAUCEA | Sibiu | 1 | 1.2 | 0.010475 | 9000
iesire | SM0003D0 | BIERTAN | VSM10 | DELGAZ GRID | EGDTGM | DELGAZ GRID SA | OSD | BIERTAN | Sibiu | 2 | 3.7 | 0.010475 | 28800
iesire | SM0004D0 | RORA | VSM10 | DELGAZ GRID | EGDTGM | DELGAZ GRID SA | OSD | RORA | Mures | 1 | 2 | 0.010536 | 4800
iesire | SM0006D0 | ZAGAR | VSM10 | DELGAZ GRID | EGDTGM | DELGAZ GRID SA | OSD | ZAGAR | Mures | 1 | 2 | 0.010532 | 5000
iesire | SM0007D0 | SENEREUS | VSM10 | DELGAZ GRID | EGDTGM | DELGAZ GRID SA | OSD | SENEREUS | Mures | 1 | 2 | 0.010532 | 5000
iesire | SM0008D0 | VENCHI | VSM10 | DELGAZ GRID | EGDTGM | DELGAZ GRID SA | OSD | SELEUS | Mures | 1 | 2 | 0.01051 | 12000
iesire | SM0009D0 | COMISANI | VSM24 | PREMIER ENERGY | PTRMDG | SC PREMIER ENERGY SRL | OSD | COMISANI | Dimbovita | 1 | 2 | 0.010501 | 76800
iesire | SM0011D1 | SC POMICOLA SAES |  |  | POMICS | SC POMICOLA SRL | CD | SAES | Mures | 0.2 | 1 | 0.01054 | 384
iesire | SM0011D2 | SC PAGER SIGHISOARA |  |  | PAGERS | SC PAGER SRL | CD | SAES | Mures | 0.2 | 1 | 0.01047 | 600
iesire | SM0013D0 | ORLESTI | VSM24 | PREMIER ENERGY | PTRMDG | SC PREMIER ENERGY SRL | OSD | ORLESTI | Vilcea | 1 | 1.5 | 0.01094 | 72840
iesire | SM0014D0 | RETIS | VSM10 | DELGAZ GRID | EGDTGM | DELGAZ GRID SA | OSD | RETIS | Sibiu | 0.8 | 1.4 | 0.010535 | 6000
iesire | SM0015D0 | RUJA | VSM10 | DELGAZ GRID | EGDTGM | DELGAZ GRID SA | OSD | RUJA | Sibiu | 0.8 | 1.4 | 0.010454 | 4000
iesire | SM0016D0 | PENITENCIAR CODLEA-CPPRCP RODBAV |  |  | BAIROT | PENITENCIAR CODLEA-CPPRP RODBAV | CD | ROTBAV | Brasov | 0.8 | 1.6 | 0.010461 | 960
iesire | SM0017D0 | SONA BV | VSM08 | DISTRIGAZ SUD RETELE | DISTSR | SC DISTRIGAZ SUD RETELE SRL | OSD | SONA | Brasov | 0.8 | 1.6 | 0.010449 | 12000
iesire | SM0018D0 | SC EUROPIG SERCAIA |  |  | EUROPG | SC EUROPIG SA | CD | SERCAIA | Brasov | 0.8 | 1.8 | 0.010251 | 16800
iesire | SM0019D0 | SERCAIA | VSM08 | DISTRIGAZ SUD RETELE | DISTSR | SC DISTRIGAZ SUD RETELE SRL | OSD | SERCAIA | Brasov | 0.8 | 1.6 | 0.010279 | 12000
iesire | SM0020D0 | MANDRA BV | VSM08 | DISTRIGAZ SUD RETELE | DISTSR | SC DISTRIGAZ SUD RETELE SRL | OSD | MANDRA | Brasov | 0.8 | 1.6 | 0.01028 | 28800
iesire | SM0021D0 | VAD | VSM08 | DISTRIGAZ SUD RETELE | DISTSR | SC DISTRIGAZ SUD RETELE SRL | OSD | VAD | Brasov | 0.8 | 1.6 | 0.010281 | 12000
iesire | SM0022D0 | PERSANI | VSM08 | DISTRIGAZ SUD RETELE | DISTSR | SC DISTRIGAZ SUD RETELE SRL | OSD | PERSANI | Brasov | 0.8 | 1.6 | 0.010276 | 3600
iesire | SM0023D0 | GRID | VSM08 | DISTRIGAZ SUD RETELE | DISTSR | SC DISTRIGAZ SUD RETELE SRL | OSD | GRID | Brasov | 0.8 | 1.6 | 0.01028 | 12000
iesire | SM0024D0 | VENETIA | VSM08 | DISTRIGAZ SUD RETELE | DISTSR | SC DISTRIGAZ SUD RETELE SRL | OSD | VENETIA | Brasov | 0.8 | 1.6 | 0.010276 | 12000
iesire | SM0025D0 | COMANA | VSM08 | DISTRIGAZ SUD RETELE | DISTSR | SC DISTRIGAZ SUD RETELE SRL | OSD | COMANA | Brasov | 0.8 | 1.6 | 0.010283 | 52800
iesire | SM0026D1 | SC CRH CIMENT (ROMANIA) HOGHIZ | VSM37 | CRH CIMENT (ROMANIA) | LAFARH | SC CRH CIMENT (ROMANIA) SA | CD | HOGHIZ | Brasov | 0.8 | 3.5 | 0.010302 | 168000
iesire | SM0026D2 | HOGHIZ | VSM08 | DISTRIGAZ SUD RETELE | DISTSR | SC DISTRIGAZ SUD RETELE SRL | OSD | HOGHIZ | Brasov | 0.8 | 1.6 | 0.010279 | 72000
iesire | SM0027D0 | COCIU | VSM10 | DELGAZ GRID | EGDTGM | DELGAZ GRID SA | OSD | COCIU | Bistrita-Nasaud | 0.8 | 1.5 | 0.010503 | 52800
iesire | SM0028D0 | RUPEA | VSM08 | DISTRIGAZ SUD RETELE | DISTSR | SC DISTRIGAZ SUD RETELE SRL | OSD | RUPEA | Brasov | 0.8 | 1.6 | 0.010281 | 120000
iesire | SM0029D0 | HOMOROD | VSM08 | DISTRIGAZ SUD RETELE | DISTSR | SC DISTRIGAZ SUD RETELE SRL | OSD | HOMOROD | Brasov | 2.2 | 3.2 | 0.010282 | 81600
iesire | SM0030D0 | BUNESTI | VSM08 | DISTRIGAZ SUD RETELE | DISTSR | SC DISTRIGAZ SUD RETELE SRL | OSD | BUNESTI | Brasov | 0.8 | 1.6 | 0.010274 | 28800
iesire | SM0031D0 | FISER | VSM08 | DISTRIGAZ SUD RETELE | DISTSR | SC DISTRIGAZ SUD RETELE SRL | OSD | FISER | Brasov | 0.8 | 1.6 | 0.010282 | 28800
iesire | SM0032D0 | OHABA | VSM08 | DISTRIGAZ SUD RETELE | DISTSR | SC DISTRIGAZ SUD RETELE SRL | OSD | OHABA | Brasov | 0.8 | 1.8 | 0.010481 | 28800
iesire | SM0033D0 | COADA IZVORULUI | VSM08 | DISTRIGAZ SUD RETELE | DISTSR | SC DISTRIGAZ SUD RETELE SRL | OSD | COADA IZVORULUI | Prahova | 0.5 | 2 | 0.010294 | 6000
iesire | SM0034D0 | ANRS UT 430 SINCA |  |  | ANRSUT | ANRSPS UNITATEA TERITORIALA 430 SINCA | CD | SINCA VECHE | Brasov | 0.8 | 1.8 | 0.010485 | 3600
iesire | SM0035D0 | PASAREA | VSM08 | DISTRIGAZ SUD RETELE | DISTSR | SC DISTRIGAZ SUD RETELE SRL | OSD | PASAREA | Ilfov | 1 | 2 | 0.010861 | 12000
iesire | SM0036D0 | SC CALCAR CODLEA |  |  | CALCAR | SC CALCARUL CODLEA SRL | CD | CODLEA | Brasov | 0.8 | 1.8 | 0.010271 | 72000
iesire | SM0037D0 | SUCUTARD | VSM10 | DELGAZ GRID | EGDTGM | DELGAZ GRID SA | OSD | SUCUTARD | Cluj | 1 | 1.5 | 0.010564 | 12000
iesire | SM0038D0 | DUMBRAVITA BV | VSM08 | DISTRIGAZ SUD RETELE | DISTSR | SC DISTRIGAZ SUD RETELE SRL | OSD | VLADENI | Brasov | 0.8 | 1.8 | 0.010276 | 52800
iesire | SM0039D0 | CODLEA | VSM08 | DISTRIGAZ SUD RETELE | DISTSR | SC DISTRIGAZ SUD RETELE SRL | OSD | CODLEA | Brasov | 2 | 3 | 0.010451 | 240000
iesire | SM0040D0 | CNU FELDIOARA |  |  | CNUFLD | COMP NAT A URANIULUI SA BUC SUC FELDIOAR | CD | FELDIOARA | Brasov | 0.8 | 1.8 | 0.010446 | 120000
iesire | SM0041D0 | HALCHIU | VSM08 | DISTRIGAZ SUD RETELE | DISTSR | SC DISTRIGAZ SUD RETELE SRL | OSD | HALCHIU | Brasov | 0.7 | 1.2 | 0.010451 | 52800
iesire | SM0042D1 | SC ANTREPRIZA ZAHAR BOD |  |  | ZAHBOD | SC ANTREPRIZA ZAHAR BOD SRL | CD | BOD | Brasov | 0.8 | 1.8 | 0.010467 | 240000
iesire | SM0042D2 | BOD MENAJ | VSM08 | DISTRIGAZ SUD RETELE | DISTSR | SC DISTRIGAZ SUD RETELE SRL | OSD | BOD | Brasov | 1.8 | 3 | 0.010441 | 52800
iesire | SM0043D0 | CATCAU | VSM10 | DELGAZ GRID | EGDTGM | DELGAZ GRID SA | OSD | CATCAU | Cluj | 1 | 2 | 0.01057 | 28800
iesire | SM0044D0 | BOD | VSM08 | DISTRIGAZ SUD RETELE | DISTSR | SC DISTRIGAZ SUD RETELE SRL | OSD | BOD | Brasov | 0.8 | 1.8 | 0.01045 | 52800
iesire | SM0045D0 | BRASOV III | VSM08 | DISTRIGAZ SUD RETELE | DISTSR | SC DISTRIGAZ SUD RETELE SRL | OSD | GHIMBAV | Brasov | 0.8 | 2.5 | 0.010484 | 240000
iesire | SM0045D1 | GHIMBAV | VSM08 | DISTRIGAZ SUD RETELE | DISTSR | SC DISTRIGAZ SUD RETELE SRL | OSD | GHIMBAV | Brasov | 0.8 | 1.8 | 0.010488 | 120000
iesire | SM0046D0 | CATINA | VSM06 | CPL CONCORDIA | CPLCNC | CPL CONCORDIA FILIALA CLUJ ROMANIA SRL | OSD | CATINA | Cluj | 1 | 1.5 | 0.010557 | 12000
iesire | SM0047D0 | BRASOV I | VSM08 | DISTRIGAZ SUD RETELE | DISTSR | SC DISTRIGAZ SUD RETELE SRL | OSD | BRASOV | Brasov | 0.8 | 1.8 | 0.010504 | 1680000
iesire | SM0048D0 | HARMAN | VSM08 | DISTRIGAZ SUD RETELE | DISTSR | SC DISTRIGAZ SUD RETELE SRL | OSD | HARMAN | Brasov | 0.8 | 1.8 | 0.010487 | 52800
iesire | SM0049D0 | PREJMER | VSM08 | DISTRIGAZ SUD RETELE | DISTSR | SC DISTRIGAZ SUD RETELE SRL | OSD | PREJMER | Brasov | 0.8 | 1.8 | 0.010494 | 120000
iesire | SM0050D2 | SANPETRU | VSM08 | DISTRIGAZ SUD RETELE | DISTSR | SC DISTRIGAZ SUD RETELE SRL | OSD | SANPETRU | Brasov | 0.8 | 1.8 | 0.010491 | 38400
iesire | SM0051D0 | CISNADIOARA | VSM10 | DELGAZ GRID | EGDTGM | DELGAZ GRID SA | OSD | CISNADIOARA | Sibiu | 1.2 | 1.8 | 0.010474 | 7000
iesire | SM0053D1 | SC AVICOLA MAGURELE BRASOV |  |  | AVIMAG | SC AVICOLA BRASOV SA | CD | BRASOV | Brasov | 0.9 | 1.6 | 0.010488 | 18000
iesire | SM0053D2 | SC INSTITUTUL PAJISTI BRASOV |  |  | PAJIBV | INST DE CER- DEZV PENTRU PAJISTI BRASOV | CD | MAGURELE | Brasov | 0.6 | 0.9 | 0.010507 | 1200
iesire | SM0054D0 | POIANA BRASOV | VSM08 | DISTRIGAZ SUD RETELE | DISTSR | SC DISTRIGAZ SUD RETELE SRL | OSD | POIANA BRASOV | Brasov | 0.8 | 1.8 | 0.010487 | 120000
iesire | SM0055D0 | CRISTIAN BV | VSM08 | DISTRIGAZ SUD RETELE | DISTSR | SC DISTRIGAZ SUD RETELE SRL | OSD | CRISTIAN | Brasov | 0.8 | 1.8 | 0.010492 | 120000
iesire | SM0056D0 | VULCAN | VSM08 | DISTRIGAZ SUD RETELE | DISTSR | SC DISTRIGAZ SUD RETELE SRL | OSD | VULCAN | Brasov | 0.8 | 1.8 | 0.010492 | 52800
iesire | SM0057D0 | BRAN | VSM08 | DISTRIGAZ SUD RETELE | DISTSR | SC DISTRIGAZ SUD RETELE SRL | OSD | BRAN | Brasov | 0.8 | 1.8 | 0.010487 | 120000
iesire | SM0058D0 | TOHANU NOU | VSM08 | DISTRIGAZ SUD RETELE | DISTSR | SC DISTRIGAZ SUD RETELE SRL | OSD | TOHANUL NOU | Brasov | 0.8 | 1.6 | 0.01049 | 28800
iesire | SM0059D0 | TOHAN ZARNESTI | VSM08 | DISTRIGAZ SUD RETELE | DISTSR | SC DISTRIGAZ SUD RETELE SRL | OSD | TOHAN ZARNESTI | Brasov | 0.7 | 1.4 | 0.010489 | 240000
iesire | SM0061D0 | CABANA CHEIA RASNOV | VSM08 | DISTRIGAZ SUD RETELE | DISTSR | SC DISTRIGAZ SUD RETELE SRL | OSD | RASNOV | Brasov | 0.8 | 1.8 | 0.010486 | 2400
iesire | SM0062D0 | RASNOV | VSM08 | DISTRIGAZ SUD RETELE | DISTSR | SC DISTRIGAZ SUD RETELE SRL | OSD | RASNOV | Brasov | 0.9 | 1.4 | 0.010489 | 192000
iesire | SM0063D0 | COTNARI | VSM13 | GAZ NORD EST | GAZNEH | SC GAZ NORD EST SA | OSD | COTNARI | Iasi | 0.5 | 1.5 | 0.010716 | 52800
iesire | SM0064D0 | PARAUL RECE | VSM08 | DISTRIGAZ SUD RETELE | DISTSR | SC DISTRIGAZ SUD RETELE SRL | OSD | PARIUL RECE | Brasov | 0.8 | 1.8 | 0.010494 | 12000
iesire | SM0065D0 | SANATORIU PREDEAL | VSM08 | DISTRIGAZ SUD RETELE | DISTSR | SC DISTRIGAZ SUD RETELE SRL | OSD | PREDEAL | Brasov | 0.8 | 1.8 | 0.010492 | 28800
iesire | SM0066D0 | PREDEAL | VSM08 | DISTRIGAZ SUD RETELE | DISTSR | SC DISTRIGAZ SUD RETELE SRL | OSD | PREDEAL | Brasov | 1 | 2 | 0.010494 | 144000
iesire | SM0067D0 | AZUGA | VSM08 | DISTRIGAZ SUD RETELE | DISTSR | SC DISTRIGAZ SUD RETELE SRL | OSD | AZUGA | Prahova | 1 | 1.8 | 0.010495 | 120000
iesire | SM0069D0 | BUSTENI | VSM08 | DISTRIGAZ SUD RETELE | DISTSR | SC DISTRIGAZ SUD RETELE SRL | OSD | BUSTENI | Prahova | 2.5 | 3 | 0.010491 | 240000
iesire | SM0070D0 | SC CABANA GURA DIHAM |  |  | CABGUD | SC GURA DIHAM SRL | CD | BUSTENI | Prahova | 0.8 | 1.8 | 0.010487 | 1200
iesire | SM0071D0 | SINAIA | VSM08 | DISTRIGAZ SUD RETELE | DISTSR | SC DISTRIGAZ SUD RETELE SRL | OSD | SINAIA | Prahova | 0.8 | 1.8 | 0.01049 | 240000
iesire | SM0072D0 | RAAPPS BUCURESTI SRP SINAIA - MARA |  |  | MARASI | RAAPPS BUCURESTI SRP SINAIA | CD | SINAIA | Prahova | 0.6 | 1.8 | 0.010497 | 12000
iesire | SM0073D0 | SC COTA 1000 MOROIENI | VSM08 | DISTRIGAZ SUD RETELE | DISTSR | SC DISTRIGAZ SUD RETELE SRL | OSD | MOROIENI | Dimbovita | 0.8 | 1.8 | 0.01049 | 14400
iesire | SM0074D0 | MOROIENI | VSM08 | DISTRIGAZ SUD RETELE | DISTSR | SC DISTRIGAZ SUD RETELE SRL | OSD | MOROIENI | Dimbovita | 0.8 | 1.8 | 0.010492 | 120000
iesire | SM0075D0 | SANATORIU MOROIENI | VSM08 | DISTRIGAZ SUD RETELE | DISTSR | SC DISTRIGAZ SUD RETELE SRL | OSD | MOROIENI | Dimbovita | 0.8 | 1.8 | 0.010489 | 28800
iesire | SM0076D0 | RUNCU | VSM08 | DISTRIGAZ SUD RETELE | DISTSR | SC DISTRIGAZ SUD RETELE SRL | OSD | RUNCU | Dimbovita | 0.8 | 1.8 | 0.010493 | 72000
iesire | SM0077D3 | FIENI-ZONA PUCIOASA | VSM08 | DISTRIGAZ SUD RETELE | DISTSR | SC DISTRIGAZ SUD RETELE SRL | OSD | FIENI | Dimbovita | 1.2 | 3.5 | 0.010493 | 360000
iesire | SM0077D4 | SC CARMEUSE HOLDING FIENI | VSM31 | CARMEUSE HOLDING | CARMFI | SC CARMEUSE HOLDING SRL | CD | FIENI | Dimbovita | 2 | 4 | 0.010486 | 120000
iesire | SM0078D0 | SC ROMTURINGIA CAMPULUNG |  |  | ROMTUR | SC ROMTURINGIA SRL | CD | CAMPULUNG | Arges | 0.5 | 1.2 | 0.010859 | 3840
iesire | SM0080D0 | MARTINESTI | VSM10 | DELGAZ GRID | EGDTGM | DELGAZ GRID SA | OSD | MARTINESTI | Cluj | 0.8 | 2 | 0.010572 | 12000
iesire | SM0081D0 | POSADA | VSM08 | DISTRIGAZ SUD RETELE | DISTSR | SC DISTRIGAZ SUD RETELE SRL | OSD | POSADA | Prahova | 0.5 | 1.5 | 0.0105 | 8448
iesire | SM0082D0 | ROSIORII DE VEDE | VSM24 | PREMIER ENERGY | PTRMDG | SC PREMIER ENERGY SRL | OSD | ROSIORII DE VEDE | Teleorman | 1 | 2 | 0.010959 | 360000
iesire | SM0083D0 | SC AVICOLA TG. JIU | VSM08 | DISTRIGAZ SUD RETELE | DISTSR | SC DISTRIGAZ SUD RETELE SRL | OSD | TG. JIU | Gorj | 2 | 4 | 0.010998 | 72000
iesire | SM0084D1 | COMARNIC | VSM08 | DISTRIGAZ SUD RETELE | DISTSR | SC DISTRIGAZ SUD RETELE SRL | OSD | COMARNIC | Prahova | 0.8 | 2 | 0.010483 | 120000
iesire | SM0084D2 | SC VULTURUL COMARNIC |  |  | VULTUR | SC VULTURUL SA | CD | COMARNIC | Prahova | 0.9 | 1.5 | 0.01056 | 21000
iesire | SM0085D1 | BREAZA PH | VSM08 | DISTRIGAZ SUD RETELE | DISTSR | SC DISTRIGAZ SUD RETELE SRL | OSD | BREAZA DE SUS | Prahova | 0.8 | 2 | 0.010498 | 115200
iesire | SM0085D2 | SC HIDROJET BREAZA |  |  | HDJBRZ | SC HIDROJET SA | CD | BREAZA | Prahova | 0.3 | 1.5 | 0.010495 | 21000
iesire | SM0086D0 | TITESTI | VSM24 | PREMIER ENERGY | PTRMDG | SC PREMIER ENERGY SRL | OSD | TITESTI | Arges | 1.6 | 1.8 | 0.01106 | 52800
iesire | SM0087D0 | SC IZVORUL RECE NISTORESTI |  |  | IZVORE | SC IZVORUL RECE PS SRL | CD | NISTORESTI | Prahova | 0.02 | 0.03 | 0.010488 | 384
iesire | SM0088D0 | CORNU | VSM08 | DISTRIGAZ SUD RETELE | DISTSR | SC DISTRIGAZ SUD RETELE SRL | OSD | CORNU DE JOS | Prahova | 0.8 | 2 | 0.010925 | 46800
iesire | SM0089D0 | POIANA CAMPINA | VSM08 | DISTRIGAZ SUD RETELE | DISTSR | SC DISTRIGAZ SUD RETELE SRL | OSD | POIANA CAMPINA | Prahova | 0.7 | 2 | 0.010883 | 60000
iesire | SM0090D1 | CAMPINA | VSM08 | DISTRIGAZ SUD RETELE | DISTSR | SC DISTRIGAZ SUD RETELE SRL | OSD | CAMPINA | Prahova | 0.7 | 2 | 0.01077 | 312000
iesire | SM0090D2 | CAMPINA INDUSTRIE | VSM08 | DISTRIGAZ SUD RETELE | DISTSR | SC DISTRIGAZ SUD RETELE SRL | OSD | CAMPINA | Prahova | 0.7 | 2 | 0.010731 | 240000
iesire | SM0091D0 | SC PETROUTILAJ-3DRD POIANA CAMPINA |  |  | PTRUTJ | SC PETROUTILAJ-3DRD SRL | CD | POIANA CAMPINA | Prahova | 1.5 | 3 | 0.010688 | 7680
iesire | SM0092D0 | BANESTI | VSM08 | DISTRIGAZ SUD RETELE | DISTSR | SC DISTRIGAZ SUD RETELE SRL | OSD | BANESTI | Prahova | 1.1 | 2.5 | 0.010983 | 72000
iesire | SM0093D0 | SC MICHELIN PL FLORESTI ANVELOPE | VSM40 | MICHELIN ROMANIA | MICHEL | SC MICHELIN ROMANIA SA | CD | FLORESTI | Prahova | 0.8 | 2 | 0.011088 | 60000
iesire | SM0094D0 | FLORESTI - BAICOI | VSM08 | DISTRIGAZ SUD RETELE | DISTSR | SC DISTRIGAZ SUD RETELE SRL | OSD | FLORESTI | Prahova | 1 | 2 | 0.010865 | 240000
iesire | SM0096D0 | PROVITA DE JOS | VSM08 | DISTRIGAZ SUD RETELE | DISTSR | SC DISTRIGAZ SUD RETELE SRL | OSD | PROVITA DE JOS | Prahova | 0.9 | 2 | 0.010498 | 18000
iesire | SM0097D1 | FILIPESTI DE TARG (NEDELEA) | VSM08 | DISTRIGAZ SUD RETELE | DISTSR | SC DISTRIGAZ SUD RETELE SRL | OSD | NEDELEA | Prahova | 0.7 | 1.6 | 0.010485 | 16320
iesire | SM0097D2 | FILIPESTI DE TARG INDUSTRIE | VSM08 | DISTRIGAZ SUD RETELE | DISTSR | SC DISTRIGAZ SUD RETELE SRL | OSD | FILIPESTII DE PADURE | Prahova | 1.7 | 2.5 | 0.010464 | 54600
iesire | SM0097D3 | MIJA | VSM08 | DISTRIGAZ SUD RETELE | DISTSR | SC DISTRIGAZ SUD RETELE SRL | OSD | MIJA | Dimbovita | 1.7 | 2.5 | 0.010492 | 84000
iesire | SM0097D5 | FILIPESTI DE TARG (BRATASANCA) | VSM08 | DISTRIGAZ SUD RETELE | DISTSR | SC DISTRIGAZ SUD RETELE SRL | OSD | BRATASANCA | Prahova | 0.7 | 1 | 0.010489 | 7680
iesire | SM0098D0 | DRAGOMIRESTI | VSM08 | DISTRIGAZ SUD RETELE | DISTSR | SC DISTRIGAZ SUD RETELE SRL | OSD | DRAGOMIRESTI | Ilfov | 0.9 | 1.4 | 0.010905 | 32760
iesire | SM0099D0 | LUNGULETU | VSM08 | DISTRIGAZ SUD RETELE | DISTSR | SC DISTRIGAZ SUD RETELE SRL | OSD | LUNGULETU | Dimbovita | 1 | 1.5 | 0.010502 | 13200
iesire | SM0100D0 | BRAZI CASNICI | VSM08 | DISTRIGAZ SUD RETELE | DISTSR | SC DISTRIGAZ SUD RETELE SRL | OSD | BRAZI | Prahova | 0.7 | 2 | 0.010571 | 84000
iesire | SM0101D0 | HAMBA | VSM10 | DELGAZ GRID | EGDTGM | DELGAZ GRID SA | OSD | HAMBA | Sibiu | 1.2 | 1.8 | 0.010482 | 7000
iesire | SM0102D1 | MORENI | VSM08 | DISTRIGAZ SUD RETELE | DISTSR | SC DISTRIGAZ SUD RETELE SRL | OSD | MORENI | Dimbovita | 1 | 2 | 0.010493 | 133700
iesire | SM0102D2 | MORENI-GHIRDOVENI | VSM08 | DISTRIGAZ SUD RETELE | DISTSR | SC DISTRIGAZ SUD RETELE SRL | OSD | GHIRDOVENI | Dimbovita | 0.8 | 1.5 | 0.010495 | 15360
iesire | SM0104D0 | ADANCA | VSM08 | DISTRIGAZ SUD RETELE | DISTSR | SC DISTRIGAZ SUD RETELE SRL | OSD | ADANCA | Dimbovita | 0.8 | 1.4 | 0.010498 | 120000
iesire | SM0105D0 | RAZVAD | VSM08 | DISTRIGAZ SUD RETELE | DISTSR | SC DISTRIGAZ SUD RETELE SRL | OSD | TARGOVISTE | Dimbovita | 1.2 | 3 | 0.010502 | 1080000
iesire | SM0106D0 | SC TRANSAGROSERV BUDA | VSM08 | DISTRIGAZ SUD RETELE | DISTSR | SC DISTRIGAZ SUD RETELE SRL | OSD | BUDA | Prahova | 0.02 | 0.05 | 0.010845 | 600
iesire | SM0107D0 | BUDA | VSM08 | DISTRIGAZ SUD RETELE | DISTSR | SC DISTRIGAZ SUD RETELE SRL | OSD | BUDA | Prahova | 0.03 | 0.05 | 0.010775 | 8400
iesire | SM0108D0 | SC IMI PLOPENI | VSM08 | DISTRIGAZ SUD RETELE | DISTSR | SC DISTRIGAZ SUD RETELE SRL | OSD | PLOPENI | Prahova | 1 | 2 | 0.011139 | 120000
iesire | SM0109D0 | PLOIESTI KM 65 | VSM08 | DISTRIGAZ SUD RETELE | DISTSR | SC DISTRIGAZ SUD RETELE SRL | OSD | PLOIESTI | Prahova | 2 | 4 | 0.010645 | 180000
iesire | SM0110D0 | PAULESTI | VSM08 | DISTRIGAZ SUD RETELE | DISTSR | SC DISTRIGAZ SUD RETELE SRL | OSD | PAULESTI | Prahova | 0.8 | 2 | 0.010817 | 120000
iesire | SM0112D0 | TARTASESTI | VSM24 | PREMIER ENERGY | PTRMDG | SC PREMIER ENERGY SRL | OSD | TARTASESTI | Dimbovita | 1.5 | 1.7 | 0.010495 | 120000
iesire | SM0114D1 | PLEASA INDUSTRIE | VSM08 | DISTRIGAZ SUD RETELE | DISTSR | SC DISTRIGAZ SUD RETELE SRL | OSD | PLEASA | Prahova | 0.7 | 2 | 0.011467 | 24000
iesire | SM0114D2 | SC BEGA MINERALE INDUSTRIALE PL PLEASA |  |  | CHMFRX | SC BEGA MINERALE INDUSTRIALE SA | CD | PLEASA | Prahova | 0.6 | 2 | 0.011198 | 4800
iesire | SM0114D3 | PLEASA | VSM08 | DISTRIGAZ SUD RETELE | DISTSR | SC DISTRIGAZ SUD RETELE SRL | OSD | PLEASA | Prahova | 0.7 | 2 | 0.011381 | 120000
iesire | SM0114D4 | SC ARPACOR PLEASA | VSM08 | DISTRIGAZ SUD RETELE | DISTSR | SC DISTRIGAZ SUD RETELE SRL | OSD | PLEASA | Prahova | 0.7 | 2 | 0.011652 | 36000
iesire | SM0115D0 | SC TEBU CONSULT INVEST GROPENI |  |  | VEGETL | SC TEBU CONSULT INVEST SRL | CD | GROPENI | Braila | 1.2 | 4 | 0.010884 | 60000
iesire | SM0116D0 | ORTISOARA | VSM15 | GAZ VEST | GAZVST | SC GAZ VEST SA | OSD | ORTISOARA | Timis | 0.8 | 1.8 | 0.011155 | 52800
iesire | SM0117D0 | BELINT | VSM10 | DELGAZ GRID | EGDTGM | DELGAZ GRID SA | OSD | BELINT | Timis | 0.8 | 2 | 0.01058 | 52800
iesire | SM0118D2 | VALEA TELEAJENULUI BOLDESTI-SC | VSM08 | DISTRIGAZ SUD RETELE | DISTSR | SC DISTRIGAZ SUD RETELE SRL | OSD | BOLDESTI SCAIENI | Prahova | 1 | 3 | 0.011826 | 192000
iesire | SM0120D0 | ARICESTI | VSM08 | DISTRIGAZ SUD RETELE | DISTSR | SC DISTRIGAZ SUD RETELE SRL | OSD | ARICESTI RAHTIVANI | Prahova | 0.5 | 1.2 | 0.010572 | 24000
iesire | SM0121D0 | STOIENESTI | VSM08 | DISTRIGAZ SUD RETELE | DISTSR | SC DISTRIGAZ SUD RETELE SRL | OSD | STOENESTI | Prahova | 0.5 | 1.5 | 0.010572 | 12000
iesire | SM0122D0 | CRANGUL LUI BOT | VSM08 | DISTRIGAZ SUD RETELE | DISTSR | SC DISTRIGAZ SUD RETELE SRL | OSD | PLOIESTI | Prahova | 1.8 | 4 | 0.010564 | 72000
iesire | SM0124D0 | STREJNIC | VSM08 | DISTRIGAZ SUD RETELE | DISTSR | SC DISTRIGAZ SUD RETELE SRL | OSD | STREJNIC | Prahova | 0.8 | 2 | 0.010572 | 24000
iesire | SM0125D0 | PLOIESTI VEST | VSM08 | DISTRIGAZ SUD RETELE | DISTSR | SC DISTRIGAZ SUD RETELE SRL | OSD | PLOIESTI | Prahova | 2 | 4 | 0.010609 | 960000
iesire | SM0126D2 | SC PETROBRAZI BRAZI | VSM41 | OMV PETROM | PETRLD | SC OMV PETROM SA -RAFINARIA PETROBRAZI | CD | BRAZI | Prahova | 3.5 | 6 | 0.010589 | 720000
iesire | SM0126D4 | PILOTI FACLE PETROBRAZI | VSM41 | OMV PETROM | PETRLD | SC OMV PETROM SA -RAFINARIA PETROBRAZI | CD | BRAZI | Prahova | 2 | 6 | 0.010608 | 36000
iesire | SM0127D0 | OTOPENI |  |  | OTTOGZ | SC OTTOGAZ SRL | OSD | OTOPENI | Ilfov | 1 | 4 | 0.010871 | 240000
iesire | SM0128D0 | SC FABRICA DE PAINE SERBAN FILIPESTI |  |  | INTAGO | SC FABRICA DE PAINE SERBAN SRL | CD | FILIPESTI | Bacau | 1.5 | 1.6 | 0.010638 | 3840
iesire | SM0129D0 | SC VEOLIA ENERGIE PRAHOVA BRAZI |  |  | DALKIA | SC VEOLIA ENERGIE PRAHOVA SRL | CD | BRAZI | Prahova | 0.8 | 1.2 | 0.010621 | 1392000
iesire | SM0130D1 | SC VEGA PLOIESTI |  |  | VEGAPL | SC ROMPETROL VEGA PLOIESTI | CD | PLOIESTI | Prahova | 1 | 2 | 0.010848 | 120000
iesire | SM0130D2 | PLOIESTI NORD COLONIE | VSM08 | DISTRIGAZ SUD RETELE | DISTSR | SC DISTRIGAZ SUD RETELE SRL | OSD | PLOIESTI | Prahova | 1 | 2 | 0.010717 | 36000
iesire | SM0131D1 | TELEAJEN MATIZOL SI UZTEL | VSM08 | DISTRIGAZ SUD RETELE | DISTSR | SC DISTRIGAZ SUD RETELE SRL | OSD | PLOIESTI | Prahova | 0.5 | 2 | 0.010799 | 84000
iesire | SM0131D2 | TELEAJEN INDUSTRIE | VSM08 | DISTRIGAZ SUD RETELE | DISTSR | SC DISTRIGAZ SUD RETELE SRL | OSD | PLOIESTI | Prahova | 2 | 4 | 0.010768 | 480000
iesire | SM0132D0 | MIERCUREA SIBIULUI I | VSM10 | DELGAZ GRID | EGDTGM | DELGAZ GRID SA | OSD | MIERCUREA SIBIULUI | Sibiu | 1.2 | 1.8 | 0.010525 | 15600
iesire | SM0135D0 | HUREZANI | VSM08 | DISTRIGAZ SUD RETELE | DISTSR | SC DISTRIGAZ SUD RETELE SRL | OSD | HUREZANI | Gorj | 1 | 1.2 | 0.010576 | 28800
iesire | SM0136D1 | VALEA CALUGAREASCA | VSM08 | DISTRIGAZ SUD RETELE | DISTSR | SC DISTRIGAZ SUD RETELE SRL | OSD | VALEA CALUGAREASCA | Prahova | 1 | 2 | 0.010987 | 24000
iesire | SM0137D0 | VLADENI | VSM08 | DISTRIGAZ SUD RETELE | DISTSR | SC DISTRIGAZ SUD RETELE SRL | OSD | VLADENI | Dimbovita | 0.5 | 1.5 | 0.010295 | 6000
iesire | SM0138D0 | MANESTI | VSM08 | DISTRIGAZ SUD RETELE | DISTSR | SC DISTRIGAZ SUD RETELE SRL | OSD | MANESTI | Prahova | 0.5 | 1.5 | 0.010544 | 15000
iesire | SM0139D0 | COCORASTII COLT | VSM24 | PREMIER ENERGY | PTRMDG | SC PREMIER ENERGY SRL | OSD | MANESTI | Prahova | 0.8 | 1.5 | 0.010481 | 52800
iesire | SM0140D0 | STANCESTI | VSM08 | DISTRIGAZ SUD RETELE | DISTSR | SC DISTRIGAZ SUD RETELE SRL | OSD | PLOIESTI | Prahova | 0.8 | 2 | 0.010568 | 6000
iesire | SM0141D0 | FINTA | VSM08 | DISTRIGAZ SUD RETELE | DISTSR | SC DISTRIGAZ SUD RETELE SRL | OSD | FINTA | Dimbovita | 0.5 | 1.5 | 0.010506 | 6000
iesire | SM0142D0 | CORNESTI DB | VSM08 | DISTRIGAZ SUD RETELE | DISTSR | SC DISTRIGAZ SUD RETELE SRL | OSD | CORNESTI | Dimbovita | 0.5 | 1.8 | 0.01084 | 6000
iesire | SM0143D0 | BUCIUMENI IF | VSM08 | DISTRIGAZ SUD RETELE | DISTSR | SC DISTRIGAZ SUD RETELE SRL | OSD | BUCIUMENI | Ilfov | 2.5 | 5 | 0.010856 | 420000
iesire | SM0144D0 | BUCURESTI 16 FEBRUARIE | VSM08 | DISTRIGAZ SUD RETELE | DISTSR | SC DISTRIGAZ SUD RETELE SRL | OSD | BUCURESTI | Bucuresti | 3.5 | 5 | 0.010911 | 5328000
iesire | SM0145D0 | RACARI | VSM08 | DISTRIGAZ SUD RETELE | DISTSR | SC DISTRIGAZ SUD RETELE SRL | OSD | RACARI | Dimbovita | 1.2 | 1.7 | 0.010499 | 192000
iesire | SM0146D0 | TITU | VSM08 | DISTRIGAZ SUD RETELE | DISTSR | SC DISTRIGAZ SUD RETELE SRL | OSD | POTLOGI | Dimbovita | 1.1 | 2.4 | 0.010498 | 49920
iesire | SM0147D0 | SC ELSID TITU |  |  | ELSIDT | SC ELSID SA | CD | TITU | Dimbovita | 0.5 | 2 | 0.010494 | 13500
iesire | SM0148D0 | CORBEANCA | VSM08 | DISTRIGAZ SUD RETELE | DISTSR | SC DISTRIGAZ SUD RETELE SRL | OSD | CORBEANCA | Ilfov | 1 | 2 | 0.010896 | 120000
iesire | SM0149D0 | CHIAJNA | VSM08 | DISTRIGAZ SUD RETELE | DISTSR | SC DISTRIGAZ SUD RETELE SRL | OSD | CHIAJNA | Ilfov | 1.2 | 2 | 0.010881 | 84480
iesire | SM0151D0 | BUCURESTI CET VEST | VSM08 | DISTRIGAZ SUD RETELE | DISTSR | SC DISTRIGAZ SUD RETELE SRL | OSD | BUCURESTI | Bucuresti | 3.5 | 5 | 0.010853 | 3300000
iesire | SM0152D0 | VIDRA | VSM08 | DISTRIGAZ SUD RETELE | DISTSR | SC DISTRIGAZ SUD RETELE SRL | OSD | VIDRA | Ilfov | 1 | 2 | 0.0109 | 60000
iesire | SM0153D0 | GLINA | VSM08 | DISTRIGAZ SUD RETELE | DISTSR | SC DISTRIGAZ SUD RETELE SRL | OSD | GLINA | Ilfov | 1 | 2 | 0.010865 | 22000
iesire | SM0154D0 | SC LINDE GAZ BUCURESTI | VSM08 | DISTRIGAZ SUD RETELE | DISTSR | SC DISTRIGAZ SUD RETELE SRL | OSD | CHIAJNA | Ilfov | 1.2 | 2 | 0.010861 | 28800
iesire | SM0157D0 | BUCURESTI TITAN | VSM08 | DISTRIGAZ SUD RETELE | DISTSR | SC DISTRIGAZ SUD RETELE SRL | OSD | BUCURESTI | Bucuresti | 3.5 | 5 | 0.010871 | 6700000
iesire | SM0158D0 | BUCURESTI ZONA ICME | VSM08 | DISTRIGAZ SUD RETELE | DISTSR | SC DISTRIGAZ SUD RETELE SRL | OSD | BUCURESTI | Bucuresti | 0.8 | 2 | 0.010879 | 324000
iesire | SM0160D0 | PANTELIMON | VSM24 | PREMIER ENERGY | PTRMDG | SC PREMIER ENERGY SRL | OSD | PANTELIMON | Ilfov | 1 | 2 | 0.010887 | 156000
iesire | SM0161D0 | SC NEFERAL BUCURESTI |  |  | NEFERL | SC NEFERAL SA | CD | PANTELIMON | Ilfov | 1 | 2.5 | 0.010709 | 30720
iesire | SM0162D0 | CERNICA | VSM08 | DISTRIGAZ SUD RETELE | DISTSR | SC DISTRIGAZ SUD RETELE SRL | OSD | CERNICA | Ilfov | 1 | 2 | 0.010866 | 14400
iesire | SM0163D0 | SIE BRANESTI |  |  | UMBRAN | SIE BRANESTI | CD | BRANESTI | Ilfov | 0.8 | 1.5 | 0.010804 | 6000
iesire | SM0164D0 | SC SDE BELCIUGATELE |  |  | SDEBLG | SC SDE BELCIUGATELE | CD | BELCIUGATELE | Calarasi | 1 | 1.5 | 0.010797 | 6000
iesire | SM0166D0 | INCDA FUNDULEA |  |  | ICPTFN | INCDA FUNDULEA | CD | FUNDULEA | Calarasi | 1 | 1.2 | 0.010799 | 52800
iesire | SM0167D0 | HENKEL HERAN BUCURESTI | VSM24 | PREMIER ENERGY | PTRMDG | SC PREMIER ENERGY SRL | OSD | PANTELIMON | Ilfov | 1.6 | 2 | 0.010909 | 28800
iesire | SM0168D0 | BUCURESTI TUNARI | VSM08 | DISTRIGAZ SUD RETELE | DISTSR | SC DISTRIGAZ SUD RETELE SRL | OSD | TUNARI | Ilfov | 0.6 | 1 | 0.010873 | 1100000
iesire | SM0168D1 | CARTIER PIPERA | VSM24 | PREMIER ENERGY | PTRMDG | SC COVI CONSTRUCT 2000 SRL | OSD | TUNARI | Ilfov | 3.5 | 4.5 | 0.010871 | 120000
iesire | SM0169D0 | SC EURIAL INVEST OTOPENI |  |  | EURIAL | SC EURIAL INVEST SRL | CD | OTOPENI | Ilfov | 1 | 1.8 | 0.01087 | 28800
iesire | SM0170D0 | SC COMPLEX CARREFOUR CHIAJNA | VSM08 | DISTRIGAZ SUD RETELE | DISTSR | SC DISTRIGAZ SUD RETELE SRL | OSD | CHIAJNA | Ilfov | 1.2 | 2 | 0.010873 | 72000
iesire | SM0171D1 | URZICENI I | VSM08 | DISTRIGAZ SUD RETELE | DISTSR | SC DISTRIGAZ SUD RETELE SRL | OSD | URZICENI | Ialomita | 1.5 | 3 | 0.010927 | 240000
iesire | SM0171D2 | URZICENI II | VSM08 | DISTRIGAZ SUD RETELE | DISTSR | SC DISTRIGAZ SUD RETELE SRL | OSD | URZICENI | Ialomita | 1.5 | 3 | 0.010886 | 144000
iesire | SM0172D1 | SLOBOZIA | VSM08 | DISTRIGAZ SUD RETELE | DISTSR | SC DISTRIGAZ SUD RETELE SRL | OSD | SLOBOZIA | Ialomita | 2.5 | 4 | 0.010904 | 360000
iesire | SM0172D2 | SC CHEMGAS SLOBOZIA |  |  | AMONIL | SC CHEMGAS HOLDING CORPORATION SRL | CD | SLOBOZIA | Ialomita | 1.2 | 6 | 0.010858 | 1800000
iesire | SM0173D0 | ROVINARI | VSM08 | DISTRIGAZ SUD RETELE | DISTSR | SC DISTRIGAZ SUD RETELE SRL | OSD | ROVINARI | Gorj | 2 | 5 | 0.010582 | 720000
iesire | SM0174D0 | FNC DRAJNA | VSM08 | DISTRIGAZ SUD RETELE | DISTSR | SC DISTRIGAZ SUD RETELE SRL | OSD | DRAJNA NOUA | Calarasi | 1 | 2.5 | 0.010922 | 28800
iesire | SM0175D0 | SC AVICOLA CALARASI I | VSM32 | AVICOLA CALARASI | AVICLI | SC AVICOLA BUZAU SA | CD | CALARASI | Calarasi | 1.2 | 2 | 0.010852 | 28800
iesire | SM0176D0 | SC AVICOLA CALARASI II | VSM32 | AVICOLA CALARASI | AVICLI | SC AVICOLA BUZAU SA | CD | CALARASI | Calarasi | 0.8 | 2 | 0.010868 | 12000
iesire | SM0177D0 | CALARASI | VSM08 | DISTRIGAZ SUD RETELE | DISTSR | SC DISTRIGAZ SUD RETELE SRL | OSD | CALARASI | Calarasi | 3 | 4 | 0.010917 | 1200000
iesire | SM0179D0 | BUZAU | VSM08 | DISTRIGAZ SUD RETELE | DISTSR | SC DISTRIGAZ SUD RETELE SRL | OSD | BUZAU | Buzau | 3.5 | 4 | 0.010769 | 1200000
iesire | SM0180D0 | UM BOBOCU |  |  | UMBOBC | UM 01838 BOBOC | CD | BOBOCU | Buzau | 1 | 3 | 0.010696 | 36000
iesire | SM0181D0 | GHERGHEASA | VSM08 | DISTRIGAZ SUD RETELE | DISTSR | SC DISTRIGAZ SUD RETELE SRL | OSD | GHERGHEASA | Buzau | 2.5 | 3.5 | 0.010677 | 384000
iesire | SM0182D0 | SC AGROPERILAND URLEASCA | VSM08 | DISTRIGAZ SUD RETELE | DISTSR | SC DISTRIGAZ SUD RETELE SRL | OSD | URLEASCA | Braila | 0.8 | 3 | 0.010899 | 9600
iesire | SM0183D0 | SILISTEA | VSM08 | DISTRIGAZ SUD RETELE | DISTSR | SC DISTRIGAZ SUD RETELE SRL | OSD | SILISTEA | Braila | 0.75 | 2 | 0.010887 | 9600
iesire | SM0184D1 | OPRISENESTI | VSM08 | DISTRIGAZ SUD RETELE | DISTSR | SC DISTRIGAZ SUD RETELE SRL | OSD | OPRISENESTI | Braila | 2 | 2.5 | 0.010921 | 720000
iesire | SM0184D2 | OPRISENESTI - PETROM | VSM41 | OMV PETROM | PETRLD | SC OMV PETROM SA (LIVRARE DIRECTA) | CD | OPRISENESTI | Braila | 2 | 4 | 0.010934 | 48000
iesire | SM0186D0 | SPITALUL DE PNF TUDOR VLADIMIRESCU RUNCU |  |  | SANDOB | SPITALUL DE PNF TUDOR VLADIMIRESCU RUNCU | CD | RUNCU | Gorj | 1.2 | 2.5 | 0.010659 | 36000
iesire | SM0187D0 | RUGI | VSM08 | DISTRIGAZ SUD RETELE | DISTSR | SC DISTRIGAZ SUD RETELE SRL | OSD | RUGI | Gorj | 0.7 | 1.2 | 0.010679 | 9600
iesire | SM0188D0 | ALEXENI | VSM08 | DISTRIGAZ SUD RETELE | DISTSR | SC DISTRIGAZ SUD RETELE SRL | OSD | ALEXENI | Gorj | 0.7 | 1.2 | 0.010668 | 18552
iesire | SM0189D0 | PARVULESTI | VSM08 | DISTRIGAZ SUD RETELE | DISTSR | SC DISTRIGAZ SUD RETELE SRL | OSD | PARVULESTI | Gorj | 0.7 | 1.2 | 0.010687 | 12000
iesire | SM0190D0 | BUMBESTI JIU | VSM08 | DISTRIGAZ SUD RETELE | DISTSR | SC DISTRIGAZ SUD RETELE SRL | OSD | TETILA | Gorj | 2 | 3 | 0.010652 | 120000
iesire | SM0191D1 | SC CRH CIMENT (ROMANIA) TARGU JIU | VSM37 | CRH CIMENT (ROMANIA) | LAFARH | SC CRH CIMENT (ROMANIA) SA | CD | BARSESTI | Gorj | 1 | 2 | 0.010647 | 60000
iesire | SM0191D2 | SC SIMCOR VAR TARGU JIU |  |  | SIMCRV | SC SIMCOR VAR SA | CD | BARSESTI | Gorj | 3.5 | 5.5 | 0.01068 | 384000
iesire | SM0191D3 | SC EUROTECROM BARSESTI | VSM08 | DISTRIGAZ SUD RETELE | DISTSR | SC DISTRIGAZ SUD RETELE SRL | OSD | BARSESTI | Gorj | 1 | 1.5 | 0.010719 | 24000
iesire | SM0191D4 | SC MACOFIL TARGU JIU |  |  | MACOFL | SC MACOFIL SA | CD | BARSESTI | Gorj | 0.7 | 1.5 | 0.010681 | 60000
iesire | SM0192D0 | BROSTENI AG | VSM08 | DISTRIGAZ SUD RETELE | DISTSR | SC DISTRIGAZ SUD RETELE SRL | OSD | BROSTENI AG | Arges | 1 | 1.5 | 0.01095 | 120000
iesire | SM0194D0 | PAPUCESTI-LAUNELE | VSM08 | DISTRIGAZ SUD RETELE | DISTSR | SC DISTRIGAZ SUD RETELE SRL | OSD | PITESTI | Arges | 2 | 4 | 0.010492 | 48000
iesire | SM0195D0 | SC PIROUX ROMANIA TARGU JIU |  |  | ROSTMO | SC PIROUX INDUSTRIE ROMANIA SRL | CD | TG.JIU | Gorj | 0.6 | 1.2 | 0.010635 | 72000
iesire | SM0196D0 | TARGU JIU DRAGOIENI | VSM08 | DISTRIGAZ SUD RETELE | DISTSR | SC DISTRIGAZ SUD RETELE SRL | OSD | TG.JIU | Gorj | 2 | 5 | 0.010814 | 1584000
iesire | SM0197D0 | VADENI | VSM08 | DISTRIGAZ SUD RETELE | DISTSR | SC DISTRIGAZ SUD RETELE SRL | OSD | TG.JIU | Gorj | 2 | 3.5 | 0.010665 | 240000
iesire | SM0198D0 | BALOTESTI | VSM19 | MEGACONSTRUCT | MEGCST | SC MEGACONSTRUCT SA | OSD | BALOTESTI | Ilfov | 1.7 | 3 | 0.010897 | 240000
iesire | SM0200D0 | TURCINESTI | VSM08 | DISTRIGAZ SUD RETELE | DISTSR | SC DISTRIGAZ SUD RETELE SRL | OSD | TURCINESTI | Gorj | 0.7 | 1.2 | 0.010655 | 28800
iesire | SM0202D0 | VART | VSM08 | DISTRIGAZ SUD RETELE | DISTSR | SC DISTRIGAZ SUD RETELE SRL | OSD | ROVINARI | Gorj | 1 | 1.2 | 0.01058 | 12000
iesire | SM0203D0 | BALESTI | VSM08 | DISTRIGAZ SUD RETELE | DISTSR | SC DISTRIGAZ SUD RETELE SRL | OSD | BALESTI | Gorj | 1 | 1.8 | 0.010617 | 28800
iesire | SM0204D0 | FILIASI | VSM08 | DISTRIGAZ SUD RETELE | DISTSR | SC DISTRIGAZ SUD RETELE SRL | OSD | FILIASI | Dolj | 1.5 | 3 | 0.010571 | 336000
iesire | SM0205D0 | ZATRENI | VSM08 | DISTRIGAZ SUD RETELE | DISTSR | SC DISTRIGAZ SUD RETELE SRL | OSD | ZATRENI | Vilcea | 1 | 1.8 | 0.010867 | 4800
iesire | SM0207D5 | CRAIOVITA NOUA | VSM08 | DISTRIGAZ SUD RETELE | DISTSR | SC DISTRIGAZ SUD RETELE SRL | OSD | ISALNITA | Dolj | 2.5 | 4 | 0.010614 | 600000
iesire | SM0207D6 | CET ISALNITA | VSM35 | COMPLEXUL ENERGETIC OLTENIA | CXENCR | SC COMPLEXUL ENERGETIC OLTENIA SA | CD | ISALNITA | Dolj | 0.8 | 1.5 | 0.010622 | 480000
iesire | SM0208D0 | CRAIOVA SUD | VSM08 | DISTRIGAZ SUD RETELE | DISTSR | SC DISTRIGAZ SUD RETELE SRL | OSD | CRAIOVA | Dolj | 2.5 | 4 | 0.010606 | 600000
iesire | SM0209D1 | SC FORD-COMBINAT |  |  | FORDCR | SC FORD ROMANIA SA | CD | CRAIOVA | Dolj | 2 | 3.5 | 0.010601 | 100800
iesire | SM0209D2 | FORD CRAIOVA CASNICI | VSM08 | DISTRIGAZ SUD RETELE | DISTSR | SC DISTRIGAZ SUD RETELE SRL | OSD | CRAIOVA | Dolj | 2.5 | 4 | 0.010605 | 168000
iesire | SM0211D0 | CIOROGARLA | VSM08 | DISTRIGAZ SUD RETELE | DISTSR | SC DISTRIGAZ SUD RETELE SRL | OSD | CIOROGARLA | Ilfov | 1 | 2 | 0.010903 | 28800
iesire | SM0212D0 | POIANA MARULUI | VSM08 | DISTRIGAZ SUD RETELE | DISTSR | SC DISTRIGAZ SUD RETELE SRL | OSD | POIANA MARULUI | Brasov | 0.8 | 1.8 | 0.011059 | 28800
iesire | SM0213D1 | SC HOLCIM CAMPULUNG | VSM39 | HOLCIM (ROMANIA) | HOLCCL | SC HOLCIM (ROMANIA) SA | CD | CAMPULUNG | Arges | 3 | 5 | 0.011087 | 504000
iesire | SM0213D2 | SC CARMEUSE HOLDING CAMPULUNG | VSM31 | CARMEUSE HOLDING | CARMFI | SC CARMEUSE HOLDING SRL | CD | CAMPULUNG | Arges | 3 | 5 | 0.011036 | 82000
iesire | SM0213D3 | SC STAR MULTITRADE PRAVAT | VSM08 | DISTRIGAZ SUD RETELE | DISTSR | SC DISTRIGAZ SUD RETELE SRL | OSD | VALEA MARE PRAVAT | Arges | 1 | 2 | 0.01095 | 14400
iesire | SM0214D0 | BAIA MARE III | VSM10 | DELGAZ GRID | EGDTGM | DELGAZ GRID SA | OSD | BAIA MARE | Maramures | 0.8 | 2 | 0.010544 | 240000
iesire | SM0216D0 | CAMPULUNG MUSCEL | VSM08 | DISTRIGAZ SUD RETELE | DISTSR | SC DISTRIGAZ SUD RETELE SRL | OSD | CAMPULUNG | Arges | 1 | 4 | 0.011025 | 480000
iesire | SM0217D0 | CURTEA DE ARGES | VSM08 | DISTRIGAZ SUD RETELE | DISTSR | SC DISTRIGAZ SUD RETELE SRL | OSD | CURTEA DE ARGES | Arges | 1.4 | 1.9 | 0.010989 | 300000
iesire | SM0218D0 | SPITALUL DE PNF SF ANDREI VALEA IASULUI | VSM08 | DISTRIGAZ SUD RETELE | DISTSR | SC DISTRIGAZ SUD RETELE SRL | OSD | VALEA IASULUI | Arges | 0.8 | 1 | 0.010994 | 11448
iesire | SM0219D0 | VATA | VSM08 | DISTRIGAZ SUD RETELE | DISTSR | SC DISTRIGAZ SUD RETELE SRL | OSD | VATA | Arges | 1 | 2 | 0.010959 | 28800
iesire | SM0220D0 | COLIBASI | VSM08 | DISTRIGAZ SUD RETELE | DISTSR | SC DISTRIGAZ SUD RETELE SRL | OSD | COLIBASI | Arges | 1.5 | 3.2 | 0.011025 | 720000
iesire | SM0221D0 | PITESTI SUD | VSM08 | DISTRIGAZ SUD RETELE | DISTSR | SC DISTRIGAZ SUD RETELE SRL | OSD | PITESTI | Arges | 2.2 | 4 | 0.010949 | 2160000
iesire | SM0222D0 | UM BABANA |  |  | UMBABN | UNITATEA MILITARA 01714 | CD | BABANA | Arges | 1.6 | 4.4 | 0.010489 | 120000
iesire | SM0223D0 | PRUNDENI | VSM08 | DISTRIGAZ SUD RETELE | DISTSR | SC DISTRIGAZ SUD RETELE SRL | OSD | PRUNDENI | Vilcea | 1 | 1.3 | 0.010941 | 120000
iesire | SM0224D0 | BABENI | VSM08 | DISTRIGAZ SUD RETELE | DISTSR | SC DISTRIGAZ SUD RETELE SRL | OSD | BABENI | Vilcea | 1 | 1.5 | 0.01094 | 120000
iesire | SM0225D0 | GOVORA (RAURENI) | VSM08 | DISTRIGAZ SUD RETELE | DISTSR | SC DISTRIGAZ SUD RETELE SRL | OSD | GOVORA | Vilcea | 3 | 4 | 0.011007 | 960000
iesire | SM0226D1 | CUNGREA | VSM08 | DISTRIGAZ SUD RETELE | DISTSR | SC DISTRIGAZ SUD RETELE SRL | OSD | CUNGREA | Olt | 1 | 1.2 | 0.010955 | 52800
iesire | SM0226D2 | OTESTI (CUNGREA) | VSM41 | OMV PETROM | PETRLD | SC OMV PETROM SA (LIVRARE DIRECTA) | CD | CUNGREA | Olt | 3 | 6 | 0.01095 | 120000
iesire | SM0227D0 | BREBU | VSM23 | PROGAZ P&D | PROGAZ | SC PROGAZ P&D SA | OSD | BREBU | Prahova | 0.8 | 1.5 | 0.010863 | 240000
iesire | SM0228D1 | BALS | VSM08 | DISTRIGAZ SUD RETELE | DISTSR | SC DISTRIGAZ SUD RETELE SRL | OSD | BALS | Olt | 1 | 2.5 | 0.010857 | 139200
iesire | SM0228D2 | SC SMR BALS |  |  | SMRBLS | SC SMR BALS | CD | BALS | Olt | 0.15 | 1 | 0.010812 | 139200
iesire | SM0229D0 | VOIVODENI | VSM08 | DISTRIGAZ SUD RETELE | DISTSR | SC DISTRIGAZ SUD RETELE SRL | OSD | VOIVODENI | Brasov | 0.8 | 1.2 | 0.010454 | 9600
iesire | SM0230D0 | VISTEA DE SUS | VSM08 | DISTRIGAZ SUD RETELE | DISTSR | SC DISTRIGAZ SUD RETELE SRL | OSD | VISTEA DE SUS | Brasov | 0.8 | 1.2 | 0.010454 | 28800
iesire | SM0231D0 | CERNESTI | VSM10 | DELGAZ GRID | EGDTGM | DELGAZ GRID SA | OSD | CERNESTI | Maramures | 0.8 | 1.5 | 0.01054 | 28800
iesire | SM0232D0 | BALCESTI | VSM08 | DISTRIGAZ SUD RETELE | DISTSR | SC DISTRIGAZ SUD RETELE SRL | OSD | BALCESTI | Vilcea | 0.7 | 1.5 | 0.010856 | 120000
iesire | SM0233D0 | IANCU JIANU | VSM08 | DISTRIGAZ SUD RETELE | DISTSR | SC DISTRIGAZ SUD RETELE SRL | OSD | IANCU JIANU | Olt | 0.7 | 1.6 | 0.010857 | 60000
iesire | SM0234D1 | DRAGASANI I | VSM08 | DISTRIGAZ SUD RETELE | DISTSR | SC DISTRIGAZ SUD RETELE SRL | OSD | DRAGASANI | Vilcea | 1.3 | 1.5 | 0.010957 | 24000
iesire | SM0235D0 | SC CONPET ORLESTI | VSM36 | CONPET | COMPOR | SC CONPET SA | CD | ORLESTI | Vilcea | 1.1 | 1.6 | 0.010925 | 360000
iesire | SM0236D0 | DRAGASANI II | VSM08 | DISTRIGAZ SUD RETELE | DISTSR | SC DISTRIGAZ SUD RETELE SRL | OSD | DRAGASANI | Vilcea | 1 | 1.5 | 0.010954 | 120000
iesire | SM0237D0 | COCORASTI OT | VSM08 | DISTRIGAZ SUD RETELE | DISTSR | SC DISTRIGAZ SUD RETELE SRL | OSD | COCORASTI | Olt | 0.9 | 1.3 | 0.010308 | 36000
iesire | SM0238D0 | SC PETROTEL LUKOIL TELEAJEN |  |  | PETLUK | PETROTEL-LUKOIL SA | OSD | PLOIESTI | Prahova | 2 | 3 | 0.010705 | 240000
iesire | SM0239D0 | DOBA | VSM08 | DISTRIGAZ SUD RETELE | DISTSR | SC DISTRIGAZ SUD RETELE SRL | OSD | DOBA | Olt | 0.8 | 1.2 | 0.010522 | 12000
iesire | SM0240D0 | PLESOIU | VSM08 | DISTRIGAZ SUD RETELE | DISTSR | SC DISTRIGAZ SUD RETELE SRL | OSD | PLESOIU | Olt | 1 | 2 | 0.010516 | 28800
iesire | SM0241D0 | SCORNICESTI | VSM08 | DISTRIGAZ SUD RETELE | DISTSR | SC DISTRIGAZ SUD RETELE SRL | OSD | SCORNICESTI | Olt | 2 | 2.5 | 0.010955 | 48000
iesire | SM0242D0 | POTCOAVA | VSM08 | DISTRIGAZ SUD RETELE | DISTSR | SC DISTRIGAZ SUD RETELE SRL | OSD | POTCOAVA | Olt | 0.7 | 2 | 0.010954 | 52800
iesire | SM0243D0 | OPORELU | VSM41 | OMV PETROM | PETRLD | SC OMV PETROM SA (LIVRARE DIRECTA) | CD | OPORELU | Olt | 1 | 2 | 0.010942 | 52800
iesire | SM0244D0 | DRAGANESTI OLT | VSM08 | DISTRIGAZ SUD RETELE | DISTSR | SC DISTRIGAZ SUD RETELE SRL | OSD | DRAGANESTI OLT | Olt | 0.7 | 1.2 | 0.01096 | 52800
iesire | SM0245D1 | SC DONAUCHEM TN. MAG. | VSM38 | DONAU CHEM | DONAUC | SC DONAU CHEM SRL | CD | TURNU MAGURELE | Teleorman | 5.5 | 6 | 0.010855 | 1440000
iesire | SM0245D4 | TURNU MAGURELE | VSM28 | WIROM GAS | WIROMB | SC WIROM GAS SA | OSD | TURNU MAGURELE | Teleorman | 2 | 4 | 0.010959 | 216000
iesire | SM0245D5 | SC DONAUCHEM TN. MAG.CET | VSM38 | DONAU CHEM | DONAUC | SC DONAU CHEM SRL | CD | TURNU MAGURELE | Teleorman | 2.4 | 6 | 0.01086 | 384000
iesire | SM0247D0 | CORNATEL MOARA | VSM10 | DELGAZ GRID | EGDTGM | DELGAZ GRID SA | OSD | CORNATEL | Sibiu | 1.2 | 1.8 | 0.010485 | 240
iesire | SM0248D0 | FILIPESTII DE PADURE (DITESTI) | VSM08 | DISTRIGAZ SUD RETELE | DISTSR | SC DISTRIGAZ SUD RETELE SRL | OSD | DITESTI | Prahova | 1.8 | 2.7 | 0.010494 | 120000
iesire | SM0249D1 | CLINCENI | VSM08 | DISTRIGAZ SUD RETELE | DISTSR | SC DISTRIGAZ SUD RETELE SRL | OSD | CLINCENI | Ilfov | 1.5 | 3 | 0.010911 | 150000
iesire | SM0249D2 | CORNETU | VSM24 | PREMIER ENERGY | PTRMDG | SC PREMIER ENERGY SRL | OSD | CLINCENI | Ilfov | 0.9 | 1.5 | 0.01091 | 19800
iesire | SM0249D3 | CLINCENI AEROPORT | VSM24 | PREMIER ENERGY | PTRMDG | SC PREMIER ENERGY SRL | OSD | CLINCENI | Ilfov | 1.5 | 2 | 0.010909 | 60000
iesire | SM0250D1 | SC GOOD WORK BRAGADIRU | VSM08 | DISTRIGAZ SUD RETELE | DISTSR | SC DISTRIGAZ SUD RETELE SRL | OSD | BRAGADIRU | Ilfov | 0.7 | 1 | 0.010804 | 9600
iesire | SM0250D2 | BRAGADIRU | VSM08 | DISTRIGAZ SUD RETELE | DISTSR | SC DISTRIGAZ SUD RETELE SRL | OSD | BRAGADIRU | Ilfov | 0.7 | 2 | 0.0109 | 60000
iesire | SM0252D0 | MAGURELE BUCURESTI | VSM08 | DISTRIGAZ SUD RETELE | DISTSR | SC DISTRIGAZ SUD RETELE SRL | OSD | MAGURELE | Ilfov | 3.5 | 5 | 0.010912 | 3888000
iesire | SM0269D1 | CET PAROSENI | VSM34 | COMPLEXUL ENERGETIC HUNEDOARA | ELCDEV | SC COMPL EN HUNEDOARA SA SUC ELECT PAROS | CD | VULCAN | Hunedoara | 0.35 | 0.6 | 0.010697 | 480000
iesire | SM0269D2 | PAROSENI | VSM10 | DELGAZ GRID | EGDTGM | DELGAZ GRID SA | OSD | JIU-PAROSENI | Hunedoara | 2 | 4 | 0.010658 | 480000
iesire | SM0270D0 | BLAJ II | VSM10 | DELGAZ GRID | EGDTGM | DELGAZ GRID SA | OSD | BLAJ | Alba | 0.6 | 2 | 0.010547 | 960
iesire | SM0271D0 | BUCERDEA GRANOASA | VSM10 | DELGAZ GRID | EGDTGM | DELGAZ GRID SA | OSD | BUCERDEA GRANOASA | Alba | 0.6 | 2 | 0.010513 | 12000
iesire | SM0272D0 | CRACIUNELU DE JOS | VSM10 | DELGAZ GRID | EGDTGM | DELGAZ GRID SA | OSD | CRACIUNELU DE JOS | Alba | 0.6 | 2 | 0.010508 | 12000
iesire | SM0274D0 | MIHALT | VSM10 | DELGAZ GRID | EGDTGM | DELGAZ GRID SA | OSD | MIHALT | Alba | 0.8 | 2 | 0.010517 | 52800
iesire | SM0275D0 | GALDA DE JOS TEIUS | VSM06 | CPL CONCORDIA | CPLCNC | CPL CONCORDIA FILIALA CLUJ ROMANIA SRL | OSD | GALDA DE JOS | Alba | 2 | 3.5 | 0.01058 | 120000
iesire | SM0276D1 | SANTIMBRU | VSM10 | DELGAZ GRID | EGDTGM | DELGAZ GRID SA | OSD | SANTIMBRU | Alba | 0.8 | 1.8 | 0.010551 | 60000
iesire | SM0276D2 | SC 3 FAN CONSTRUCT SANTIMBRU |  |  | 3FANCT | SC 3 FAN CONSTRUCT SRL | CD | SANTIMBRU | Alba | 0.8 | 1.8 | 0.010671 | 60000
iesire | SM0277D0 | DUMITRA | VSM10 | DELGAZ GRID | EGDTGM | DELGAZ GRID SA | OSD | DUMITRA | Alba | 0.8 | 2 | 0.010466 | 28800
iesire | SM0278D0 | ALBA IULIA I - PORTELANUL | VSM10 | DELGAZ GRID | EGDTGM | DELGAZ GRID SA | OSD | ALBA IULIA | Alba | 0.8 | 2 | 0.01052 | 480000
iesire | SM0279D0 | ALBA IULIA II - BARABANT | VSM10 | DELGAZ GRID | EGDTGM | DELGAZ GRID SA | OSD | BARABANT | Alba | 0.8 | 1.8 | 0.01055 | 240000
iesire | SM0280D0 | CIUGUD | VSM10 | DELGAZ GRID | EGDTGM | DELGAZ GRID SA | OSD | CIUGUD | Alba | 0.8 | 2 | 0.010466 | 28800
iesire | SM0281D0 | TELEAC AB | VSM10 | DELGAZ GRID | EGDTGM | DELGAZ GRID SA | OSD | TELEAC | Alba | 0.8 | 2 | 0.010466 | 28800
iesire | SM0282D0 | SALISTEA | VSM10 | DELGAZ GRID | EGDTGM | DELGAZ GRID SA | OSD | SALISTEA | Alba | 0.8 | 2 | 0.010536 | 52800
iesire | SM0283D0 | SIBOT | VSM10 | DELGAZ GRID | EGDTGM | DELGAZ GRID SA | OSD | SIBOT | Alba | 0.8 | 1.8 | 0.010587 | 52800
iesire | SM0284D0 | VINTU DE JOS | VSM10 | DELGAZ GRID | EGDTGM | DELGAZ GRID SA | OSD | VINTU DE JOS | Alba | 0.8 | 2 | 0.01052 | 52800
iesire | SM0286D0 | SARD | VSM10 | DELGAZ GRID | EGDTGM | DELGAZ GRID SA | OSD | SARD | Alba | 0.8 | 2 | 0.010548 | 52800
iesire | SM0287D0 | ZLATNA | VSM10 | DELGAZ GRID | EGDTGM | DELGAZ GRID SA | OSD | ZLATNA | Alba | 0.8 | 2 | 0.010567 | 31200
iesire | SM0288D1 | SEBES | VSM10 | DELGAZ GRID | EGDTGM | DELGAZ GRID SA | OSD | SEBES | Alba | 0.8 | 2 | 0.010548 | 300000
iesire | SM0288D2 | PETRESTI AB | VSM10 | DELGAZ GRID | EGDTGM | DELGAZ GRID SA | OSD | PETRESTI | Alba | 2 | 4 | 0.010605 | 192000
iesire | SM0289D0 | CAMARASU | VSM06 | CPL CONCORDIA | CPLCNC | CPL CONCORDIA FILIALA CLUJ ROMANIA SRL | OSD | CAMARASU | Cluj | 2 | 3.5 | 0.010568 | 48000
iesire | SM0290D0 | SC LAZAR PROSPER SERVCOM ORASTIE |  |  | PRDOIL | SC LAZAR PROSPER SERVCOM SRL | CD | ORASTIE | Hunedoara | 0.8 | 2 | 0.010482 | 480
iesire | SM0291D0 | CUGIR | VSM10 | DELGAZ GRID | EGDTGM | DELGAZ GRID SA | OSD | CUGIR | Alba | 0.8 | 2 | 0.010597 | 96000
iesire | SM0293D0 | ROMOS | VSM10 | DELGAZ GRID | EGDTGM | DELGAZ GRID SA | OSD | ROMOS | Hunedoara | 0.8 | 2 | 0.010598 | 57600
iesire | SM0294D0 | DUMBRAVITA TM | VSM10 | DELGAZ GRID | EGDTGM | DELGAZ GRID SA | OSD | DUMBRAVITA | Timis | 1 | 1.8 | 0.010709 | 120000
iesire | SM0295D0 | ORASTIE I CHIMICA | VSM10 | DELGAZ GRID | EGDTGM | DELGAZ GRID SA | OSD | ORASTIE | Hunedoara | 1.5 | 3 | 0.010578 | 120000
iesire | SM0296D0 | ORASTIE II | VSM10 | DELGAZ GRID | EGDTGM | DELGAZ GRID SA | OSD | ORASTIE | Hunedoara | 0.8 | 1.8 | 0.010506 | 120000
iesire | SM0297D0 | SIMERIA | VSM10 | DELGAZ GRID | EGDTGM | DELGAZ GRID SA | OSD | SIMERIA | Hunedoara | 0.8 | 2 | 0.01058 | 120000
iesire | SM0298D0 | SC MACON BARCEA |  |  | MACONB | SC MACON SRL | CD | BARCEA | Hunedoara | 1 | 1.5 | 0.010679 | 76000
iesire | SM0299D0 | ALBA IULIA III - MICESTI | VSM10 | DELGAZ GRID | EGDTGM | DELGAZ GRID SA | OSD | MICESTI | Alba | 0.8 | 2 | 0.010544 | 120000
iesire | SM0300D0 | ORADEA I | VSM15 | GAZ VEST | GAZVST | SC GAZ VEST SA | OSD | PALOTA | Bihor | 3 | 4 | 0.010676 | 84000
iesire | SM0301D0 | SPINI | VSM10 | DELGAZ GRID | EGDTGM | DELGAZ GRID SA | OSD | SPINI | Hunedoara | 0.8 | 2 | 0.010596 | 4800
iesire | SM0303D0 | TOTIA | VSM10 | DELGAZ GRID | EGDTGM | DELGAZ GRID SA | OSD | TOTIA | Hunedoara | 0.8 | 2 | 0.010513 | 4800
iesire | SM0304D0 | BACIA | VSM10 | DELGAZ GRID | EGDTGM | DELGAZ GRID SA | OSD | BACIA | Hunedoara | 0.8 | 2 | 0.01059 | 13200
iesire | SM0305D0 | DEVA | VSM10 | DELGAZ GRID | EGDTGM | DELGAZ GRID SA | OSD | DEVA | Hunedoara | 0.8 | 2 | 0.010579 | 480000
iesire | SM0306D1 | SC MITTAL STEEL HUNEDOARA |  |  | MITTHD | SC ARCELORMITTAL HUNEDOARA SA | CD | HUNEDOARA | Hunedoara | 1.8 | 2.3 | 0.01065 | 288000
iesire | SM0306D2 | PESTISU MARE | VSM10 | DELGAZ GRID | EGDTGM | DELGAZ GRID SA | OSD | PESTISU MARE | Hunedoara | 1 | 1.5 | 0.010577 | 86400
iesire | SM0307D0 | SC TLSIT BISTRITA NT |  |  | TLSITB | SC TLSIT SA | CD | BISTRITA NT | Neamt | 0.02 | 0.8 | 0.011487 | 300
iesire | SM0308D0 | HUNEDOARA II | VSM10 | DELGAZ GRID | EGDTGM | DELGAZ GRID SA | OSD | HUNEDOARA | Hunedoara | 0.8 | 2 | 0.010579 | 384000
iesire | SM0309D1 | CET MINTIA (ELECTROCENTRALE DE | VSM34 | COMPLEXUL ENERGETIC HUNEDOARA | ELCDEV | SC COMPLEXUL ENERGETIC HUNEDOARA SA | CD | MINTIA | Hunedoara | 0.3 | 0.6 | 0.010655 | 1080000
iesire | SM0309D2 | MINTIA | VSM10 | DELGAZ GRID | EGDTGM | DELGAZ GRID SA | OSD | MINTIA | Hunedoara | 2 | 5 | 0.010655 | 384000
iesire | SM0310D0 | VETEL | VSM10 | DELGAZ GRID | EGDTGM | DELGAZ GRID SA | OSD | VETEL | Hunedoara | 1 | 3 | 0.010571 | 9600
iesire | SM0311D1 | CALAN | VSM10 | DELGAZ GRID | EGDTGM | DELGAZ GRID SA | OSD | CALAN | Hunedoara | 2 | 4 | 0.010624 | 115200
iesire | SM0312D0 | ALCOA CHISINEU-CRIS II | VSM10 | DELGAZ GRID | EGDTGM | DELGAZ GRID SA | OSD | CHISINEU-CRIS | Arad | 1.2 | 2 | 0.010642 | 52800
iesire | SM0313D0 | HATEG | VSM10 | DELGAZ GRID | EGDTGM | DELGAZ GRID SA | OSD | HATEG | Hunedoara | 0.8 | 3.5 | 0.010585 | 120000
iesire | SM0314D0 | BARU | VSM10 | DELGAZ GRID | EGDTGM | DELGAZ GRID SA | OSD | BARU | Hunedoara | 0.8 | 2 | 0.010662 | 7680
iesire | SM0314D1 | SC REFRACERAM BARU |  |  | REFRAB | SC REFRACERAM SRL | CD | BARU | Hunedoara | 1 | 2 | 0.010725 | 12000
iesire | SM0315D0 | OTELU ROSU | VSM10 | DELGAZ GRID | EGDTGM | DELGAZ GRID SA | OSD | OTELU ROSU | Caras-Severin | 0.8 | 2 | 0.010581 | 480000
iesire | SM0316D0 | MARGA | VSM10 | DELGAZ GRID | EGDTGM | DELGAZ GRID SA | OSD | MARGA | Caras-Severin | 0.8 | 1.8 | 0.010609 | 28800
iesire | SM0317D0 | OBREJA | VSM10 | DELGAZ GRID | EGDTGM | DELGAZ GRID SA | OSD | OBREJA | Caras-Severin | 0.8 | 1.8 | 0.010601 | 120000
iesire | SM0318D0 | ZAVOI | VSM10 | DELGAZ GRID | EGDTGM | DELGAZ GRID SA | OSD | ZAVOI | Caras-Severin | 0.8 | 1.8 | 0.010604 | 120000
iesire | SM0319D0 | CARANSEBES | VSM10 | DELGAZ GRID | EGDTGM | DELGAZ GRID SA | OSD | CARANSEBES | Caras-Severin | 0.8 | 2 | 0.010586 | 288000
iesire | SM0320D0 | BOCSA | VSM10 | DELGAZ GRID | EGDTGM | DELGAZ GRID SA | OSD | BOCSA | Caras-Severin | 0.8 | 2 | 0.010602 | 240000
iesire | SM0321D0 | RESITA | VSM10 | DELGAZ GRID | EGDTGM | DELGAZ GRID SA | OSD | RESITA | Caras-Severin | 0.8 | 2 | 0.010602 | 960000
iesire | SM0323D0 | NADRAG | VSM10 | DELGAZ GRID | EGDTGM | DELGAZ GRID SA | OSD | NADRAG | Timis | 0.8 | 2 | 0.010592 | 120000
iesire | SM0324D0 | SALACEA | VSM15 | GAZ VEST | GAZVST | SC GAZ VEST SA | OSD | SALACEA | Bihor | 0.8 | 1.4 | 0.010457 | 12000
iesire | SM0325D0 | GLIMBOCA | VSM10 | DELGAZ GRID | EGDTGM | DELGAZ GRID SA | OSD | GLIMBOCA | Caras-Severin | 0.8 | 2 | 0.010597 | 72000
iesire | SM0327D0 | LUGOJ | VSM10 | DELGAZ GRID | EGDTGM | DELGAZ GRID SA | OSD | LUGOJ | Timis | 0.8 | 2 | 0.010587 | 288000
iesire | SM0328D2 | SC MONDIAL LUGOJ |  |  | MONDLJ | SC MONDIAL LUGOJ | CD | LUGOJ | Timis | 0.8 | 2 | 0.010698 | 120000
iesire | SM0329D0 | SC MOARA MARIA CHIZATAU |  |  | MORMCH | SC MOARA MARIA SRL | CD | CHIZATAU | Timis | 0.05 | 0.1 | 0.010694 | 2400
iesire | SM0330D0 | BUZIAS | VSM26 | TIMGAZ | TIMGZB | SC TIMGAZ SA | OSD | BUZIAS | Timis | 1.2 | 2 | 0.010635 | 120000
iesire | SM0331D0 | IZVIN | VSM15 | GAZ VEST | GAZVST | SC GAZ VEST SA | OSD | IZVIN | Timis | 0.8 | 1.8 | 0.010677 | 14400
iesire | SM0332D0 | RECAS | VSM15 | GAZ VEST | GAZVST | SC GAZ VEST SA | OSD | RECAS | Timis | 0.8 | 1.8 | 0.01059 | 28800
iesire | SM0333D0 | REMETEA MARE | VSM15 | GAZ VEST | GAZVST | SC GAZ VEST SA | OSD | REMETEA MARE | Timis | 0.8 | 1.8 | 0.010609 | 16800
iesire | SM0334D0 | TIMISOARA I | VSM10 | DELGAZ GRID | EGDTGM | DELGAZ GRID SA | OSD | TIMISOARA | Timis | 1 | 1.8 | 0.010682 | 2400000
iesire | SM0335D0 | PECIU NOU | VSM15 | GAZ VEST | GAZVST | SC GAZ VEST SA | OSD | PECIU NOU | Timis | 0.8 | 1.8 | 0.0106 | 28800
iesire | SM0337D0 | SC INCONTRO I TIMISOARA |  |  | INCONI | SC INCONTRO PREFABRICATI SA | CD | TIMISOARA | Timis | 1 | 1.8 | 0.010695 | 120000
iesire | SM0338D0 | TIMISOARA III | VSM10 | DELGAZ GRID | EGDTGM | DELGAZ GRID SA | OSD | TIMISOARA | Timis | 1 | 1.8 | 0.010706 | 720000
iesire | SM0339D0 | TIMISOARA IV AEROPORTUL MILITA | VSM10 | DELGAZ GRID | EGDTGM | DELGAZ GRID SA | OSD | TIMISOARA | Timis | 1 | 1.8 | 0.010615 | 52800
iesire | SM0340D0 | SC AEROPORTUL INTERNATIONAL TI |  |  | AERITM | SN AEROPORTUL INT.TIMISOARA TRAIAN VUIA | CD | TIMISOARA | Timis | 1 | 1.8 | 0.010635 | 9600
iesire | SM0342D0 | SC IMP ROMANIA INDUSTRIAL TIMI |  |  | IMPRTM | I.M.P. ROMANIA INDUSTRIAL CO SA | CD | TIMISOARA | Timis | 1.5 | 2 | 0.010735 | 52800
iesire | SM0343D0 | SC MONLANDY`S TIMISOARA |  |  | MOONLD | SC MONLANDYS SRL | CD | TIMISOARA | Timis | 2 | 3 | 0.010644 | 96000
iesire | SM0344D0 | GHIRODA | VSM10 | DELGAZ GRID | EGDTGM | DELGAZ GRID SA | OSD | GHIRODA | Timis | 1 | 1.8 | 0.010603 | 52800
iesire | SM0345D0 | CHISODA | VSM10 | DELGAZ GRID | EGDTGM | DELGAZ GRID SA | OSD | CHISODA | Timis | 1 | 1.8 | 0.010594 | 52800
iesire | SM0346D0 | GIARMATA-VII | VSM10 | DELGAZ GRID | EGDTGM | DELGAZ GRID SA | OSD | GIARMATA-VII | Timis | 1 | 1.8 | 0.0106 | 28800
iesire | SM0347D0 | GIARMATA | VSM15 | GAZ VEST | GAZVST | SC GAZ VEST SA | OSD | GIARMATA MARE | Timis | 0.8 | 1.8 | 0.0106 | 52800
iesire | SM0348D0 | FANTANELE AR | VSM10 | DELGAZ GRID | EGDTGM | DELGAZ GRID SA | OSD | FANTANELE AR | Arad | 1.2 | 2 | 0.010778 | 52800
iesire | SM0349D0 | ARAD I | VSM10 | DELGAZ GRID | EGDTGM | DELGAZ GRID SA | OSD | ARAD | Arad | 1.5 | 2.3 | 0.010773 | 840000
iesire | SM0350D0 | VLADIMIRESCU | VSM10 | DELGAZ GRID | EGDTGM | DELGAZ GRID SA | OSD | VLADIMIRESCU | Arad | 1.3 | 4.2 | 0.010773 | 52800
iesire | SM0351D0 | CURTICI | VSM15 | GAZ VEST | GAZVST | SC GAZ VEST SA | OSD | CURTICI | Arad | 0.85 | 1.8 | 0.010687 | 120000
iesire | SM0352D0 | SANTANA AR | VSM10 | DELGAZ GRID | EGDTGM | DELGAZ GRID SA | OSD | SANTANA | Arad | 1.3 | 2.1 | 0.010686 | 120000
iesire | SM0354D0 | NADAB | VSM15 | GAZ VEST | GAZVST | SC GAZ VEST SA | OSD | NADAB | Arad | 0.6 | 1.8 | 0.010687 | 52800
iesire | SM0355D0 | ZIMANDU NOU | VSM15 | GAZ VEST | GAZVST | SC GAZ VEST SA | OSD | ZIMANDU NOU | Arad | 0.8 | 1.4 | 0.010681 | 52800
iesire | SM0356D0 | SC MARICOM CHISINEU-CRIS III | VSM10 | DELGAZ GRID | EGDTGM | DELGAZ GRID SA | OSD | CHISINEU-CRIS | Arad | 0.04 | 0.07 | 0.010694 | 1512
iesire | SM0357D0 | CHISINEU-CRIS I | VSM10 | DELGAZ GRID | EGDTGM | DELGAZ GRID SA | OSD | CHISINEU-CRIS | Arad | 1 | 2 | 0.010685 | 52800
iesire | SM0359D0 | AVRAM IANCU | VSM10 | DELGAZ GRID | EGDTGM | DELGAZ GRID SA | OSD | AVRAM IANCU | Bihor | 1 | 2 | 0.010683 | 28800
iesire | SM0360D1 | SOFRONEA | VSM15 | GAZ VEST | GAZVST | SC GAZ VEST SA | OSD | SOFRONEA | Arad | 0.7 | 2.4 | 0.010796 | 19200
iesire | SM0360D2 | CET ARAD LIGNIT III |  |  | CETARL | CET ARAD LIGNIT (III) | CD | ARAD | Arad | 0.8 | 1.2 | 0.01075 | 600000
iesire | SM0362D0 | SANLEANI-LIVADA | VSM10 | DELGAZ GRID | EGDTGM | DELGAZ GRID SA | OSD | SANLEANI | Arad | 1.3 | 2 | 0.010776 | 52800
iesire | SM0363D0 | SANTION | VSM10 | DELGAZ GRID | EGDTGM | DELGAZ GRID SA | OSD | SANTION | Bihor | 1 | 1.8 | 0.01068 | 52800
iesire | SM0364D0 | SALARD | VSM10 | DELGAZ GRID | EGDTGM | DELGAZ GRID SA | OSD | SALARD | Bihor | 0.8 | 1.5 | 0.010726 | 4800
iesire | SM0365D0 | BIHARIA | VSM10 | DELGAZ GRID | EGDTGM | DELGAZ GRID SA | OSD | BIHARIA | Bihor | 1 | 1.8 | 0.010695 | 28800
iesire | SM0368D0 | BORS | VSM10 | DELGAZ GRID | EGDTGM | DELGAZ GRID SA | OSD | BORS | Bihor | 1 | 1.5 | 0.010726 | 52800
iesire | SM0369D0 | MIERCUREA SIBIULUI II | VSM10 | DELGAZ GRID | EGDTGM | DELGAZ GRID SA | OSD | MIERCUREA SIBIULUI | Sibiu | 0.8 | 2 | 0.010534 | 14400
iesire | SM0371D0 | SALONTA |  |  | SALGAZ | SC SALGAZ SA | OSD | SALONTA | Bihor | 1.2 | 1.8 | 0.010704 | 52800
iesire | SM0372D0 | SC NUTRIENTUL PALOTA |  |  | NUTRIE | SC NUTRIENTUL SA | CD | CIUMEGHIU | Bihor | 1 | 1.8 | 0.01069 | 12000
iesire | SM0373D0 | CRISTURU SECUIESC | VSM10 | DELGAZ GRID | EGDTGM | DELGAZ GRID SA | OSD | CRISTURU SECUIESC | Harghita | 1.1 | 2.3 | 0.010546 | 120000
iesire | SM0374D0 | SECUIENI I HG | VSM18 | HARGAZ HARGHITA GAZ | HARGAZ | SC HARGAZ HARGHITA GAZ SA | OSD | SECUIENI HG | Harghita | 1.3 | 2.2 | 0.01054 | 8000
iesire | SM0374D1 | SECUIENI II HG | VSM18 | HARGAZ HARGHITA GAZ | HARGAZ | SC HARGAZ HARGHITA GAZ SA | OSD | SECUIENI HG | Harghita | 1.3 | 2.2 | 0.010553 | 19200
iesire | SM0375D0 | VANATORI | VSM10 | DELGAZ GRID | EGDTGM | DELGAZ GRID SA | OSD | VANATORI | Mures | 1.4 | 2 | 0.010549 | 11520
iesire | SM0377D0 | BORDOSIU | VSM10 | DELGAZ GRID | EGDTGM | DELGAZ GRID SA | OSD | BORDOSIU | Mures | 0.9 | 2 | 0.010474 | 7200
iesire | SM0381D0 | SC OTELURI SCULE CRISTURU SECU |  |  | OSSACR | SC OTELURI PT SCULE SA | CD | CRISTURU SECUIESC | Harghita | 0.4 | 2.2 | 0.010411 | 19200
iesire | SM0382D0 | PORUMBENII MICI | VSM18 | HARGAZ HARGHITA GAZ | HARGAZ | SC HARGAZ HARGHITA GAZ SA | OSD | PORUMBENII MICI | Harghita | 1.4 | 2.2 | 0.010546 | 8000
iesire | SM0383D0 | PORUMBENII MARI | VSM18 | HARGAZ HARGHITA GAZ | HARGAZ | SC HARGAZ HARGHITA GAZ SA | OSD | PORUMBENII MARI | Harghita | 1.6 | 2.2 | 0.010537 | 8000
iesire | SM0384D0 | LUTITA | VSM10 | DELGAZ GRID | EGDTGM | DELGAZ GRID SA | OSD | LUTITA | Harghita | 1.4 | 2.2 | 0.010544 | 8000
iesire | SM0385D0 | SC PEM TURIST POIANA SARATA |  |  | CARMUN | SC PEM TURIST SRL | CD | POIANA SARATA | Bacau | 0.02 | 0.03 | 0.01059 | 3120
iesire | SM0386D0 | OITUZ | VSM10 | DELGAZ GRID | EGDTGM | DELGAZ GRID SA | OSD | OITUZ | Bacau | 0.8 | 1.6 | 0.010609 | 52800
iesire | SM0387D0 | SC PA&CO INTERNATIONAL OITUZ | VSM42 | PA&CO INTERNATIONAL | PACOTZ | SC PA&CO INTERNATIONAL SRL | CD | OITUZ | Bacau | 0.02 | 0.04 | 0.01053 | 7200
iesire | SM0388D0 | SFANTU GHEORGHE | VSM08 | DISTRIGAZ SUD RETELE | DISTSR | SC DISTRIGAZ SUD RETELE SRL | OSD | SF.GHEORGHE | Covasna | 0.8 | 1.8 | 0.010446 | 480000
iesire | SM0389D0 | ILIENI | VSM08 | DISTRIGAZ SUD RETELE | DISTSR | SC DISTRIGAZ SUD RETELE SRL | OSD | ILIENI | Covasna | 0.8 | 1.8 | 0.010444 | 12000
iesire | SM0390D0 | SC LENGYEL ARCUS |  |  | LENARC | SC IMPORT EXPORT LENGYEL SRL | CD | ARCUS | Covasna | 0.8 | 1.8 | 0.010431 | 1200
iesire | SM0391D0 | BARAOLT | VSM08 | DISTRIGAZ SUD RETELE | DISTSR | SC DISTRIGAZ SUD RETELE SRL | OSD | BARAOLT | Covasna | 0.8 | 1.8 | 0.010623 | 120000
iesire | SM0392D0 | VARGHIS | VSM08 | DISTRIGAZ SUD RETELE | DISTSR | SC DISTRIGAZ SUD RETELE SRL | OSD | VARGHIS | Covasna | 0.8 | 1.8 | 0.01063 | 52800
iesire | SM0393D0 | BIBORTENI | VSM08 | DISTRIGAZ SUD RETELE | DISTSR | SC DISTRIGAZ SUD RETELE SRL | OSD | BIBORTENI | Covasna | 0.8 | 1.8 | 0.010626 | 14400
iesire | SM0396D0 | BATANI | VSM08 | DISTRIGAZ SUD RETELE | DISTSR | SC DISTRIGAZ SUD RETELE SRL | OSD | BATANI | Covasna | 0.8 | 1.8 | 0.010635 | 28800
iesire | SM0397D0 | TUSNAD | VSM10 | DELGAZ GRID | EGDTGM | DELGAZ GRID SA | OSD | TUSNAD | Harghita | 0.8 | 1.8 | 0.010641 | 120000
iesire | SM0398D0 | SC PROD DARAGUS TURIA - BALVANYOS |  |  | CETBLV | SC PRODUCTIE DARAGUS SRL | CD | TURIA | Covasna | 0.8 | 1.8 | 0.010627 | 3600
iesire | SM0399D0 | SC IMPERIAL TURIA |  |  | IMPERT | SC IMPERIAL HOTEL MANAGEMENT SRL | CD | TURIA | Covasna | 0.8 | 1.6 | 0.010603 | 12000
iesire | SM0400D0 | TURIA | VSM08 | DISTRIGAZ SUD RETELE | DISTSR | SC DISTRIGAZ SUD RETELE SRL | OSD | TURIA | Covasna | 0.8 | 1.8 | 0.010638 | 52800
iesire | SM0401D0 | RUGANESTI | VSM18 | HARGAZ HARGHITA GAZ | HARGAZ | SC HARGAZ HARGHITA GAZ SA | OSD | RUGANESTI | Harghita | 1.4 | 2.2 | 0.010385 | 3100
iesire | SM0402D0 | SC CONPET RAMPA IMENI | VSM36 | CONPET | COMPOR | SC CONPET SA | CD | GHELINTA | Covasna | 0.8 | 1.6 | 0.010575 | 12000
iesire | SM0403D0 | COVASNA | VSM08 | DISTRIGAZ SUD RETELE | DISTSR | SC DISTRIGAZ SUD RETELE SRL | OSD | COVASNA | Covasna | 0.8 | 1.8 | 0.010651 | 120000
iesire | SM0404D0 | SANZIENI | VSM08 | DISTRIGAZ SUD RETELE | DISTSR | SC DISTRIGAZ SUD RETELE SRL | OSD | SANZIENI | Covasna | 0.8 | 1.8 | 0.010749 | 52800
iesire | SM0405D0 | TARGU SECUIESC | VSM08 | DISTRIGAZ SUD RETELE | DISTSR | SC DISTRIGAZ SUD RETELE SRL | OSD | TG. SECUIESC | Covasna | 0.8 | 1.8 | 0.010638 | 216000
iesire | SM0406D0 | SC ROMPIL TARGU SECUIESC |  |  | ROMPIL | SC ADM ROMANIA TRADING SRL | CD | TG. SECUIESC | Covasna | 0.8 | 1.6 | 0.010557 | 72000
iesire | SM0407D0 | LEMNIA | VSM08 | DISTRIGAZ SUD RETELE | DISTSR | SC DISTRIGAZ SUD RETELE SRL | OSD | LEMNIA | Covasna | 0.8 | 1.8 | 0.010687 | 52800
iesire | SM0408D0 | BRETCU | VSM08 | DISTRIGAZ SUD RETELE | DISTSR | SC DISTRIGAZ SUD RETELE SRL | OSD | BRETCU | Covasna | 0.8 | 1.8 | 0.010645 | 57600
iesire | SM0409D0 | MUGENI | VSM18 | HARGAZ HARGHITA GAZ | HARGAZ | SC HARGAZ HARGHITA GAZ SA | OSD | MUGENI | Harghita | 1.6 | 2.2 | 0.010593 | 8000
iesire | SM0410D0 | FELICENI | VSM18 | HARGAZ HARGHITA GAZ | HARGAZ | SC HARGAZ HARGHITA GAZ SA | OSD | FELICENI | Harghita | 1.4 | 2.2 | 0.010586 | 13000
iesire | SM0411D0 | ODORHEIU SECUIESC | VSM10 | DELGAZ GRID | EGDTGM | DELGAZ GRID SA | OSD | ODORHEIU SECUIESC | Harghita | 0.8 | 1.8 | 0.010594 | 600000
iesire | SM0412D0 | VLAHITA | VSM10 | DELGAZ GRID | EGDTGM | DELGAZ GRID SA | OSD | VLAHITA | Harghita | 0.8 | 1.8 | 0.010593 | 240000
iesire | SM0413D0 | FUNDATIA TABOR LUETA |  |  | STATCV | FUNDATIA TABOR | CD | LUETA | Harghita | 1 | 1.8 | 0.010563 | 2400
iesire | SM0414D0 | CAPALNITA | VSM18 | HARGAZ HARGHITA GAZ | HARGAZ | SC HARGAZ HARGHITA GAZ SA | OSD | CAPALNITA | Harghita | 1 | 1.8 | 0.010605 | 28800
iesire | SM0415D1 | MIERCUREA CIUC | VSM10 | DELGAZ GRID | EGDTGM | DELGAZ GRID SA | OSD | MIERCUREA CIUC | Harghita | 0.8 | 1.8 | 0.010642 | 900000
iesire | SM0415D2 | SC HEINEKEN M. CIUC |  |  | HEINEK | SC HEINEKEN ROMANIA SA | CD | MIERCUREA CIUC | Harghita | 1 | 2 | 0.010678 | 60000
iesire | SM0416D0 | UM MIERCUREA CIUC |  |  | UMCIUC | UNITATEA MILITARA NR 01158 | CD | MIERCUREA CIUC | Harghita | 0.8 | 1.8 | 0.010526 | 4800
iesire | SM0417D0 | BASCOV | VSM08 | DISTRIGAZ SUD RETELE | DISTSR | SC DISTRIGAZ SUD RETELE SRL | OSD | BASCOV | Arges | 2 | 4 | 0.011052 | 2016000
iesire | SM0418D0 | PAULENI | VSM18 | HARGAZ HARGHITA GAZ | HARGAZ | SC HARGAZ HARGHITA GAZ SA | OSD | PAULENI | Harghita | 1 | 1.8 | 0.010633 | 120000
iesire | SM0419D0 | BALAN | VSM18 | HARGAZ HARGHITA GAZ | HARGAZ | SC HARGAZ HARGHITA GAZ SA | OSD | BALAN | Harghita | 1 | 1.8 | 0.010627 | 120000
iesire | SM0420D0 | SANDOMINIC | VSM18 | HARGAZ HARGHITA GAZ | HARGAZ | SC HARGAZ HARGHITA GAZ SA | OSD | SANDOMINIC | Harghita | 1 | 1.8 | 0.010637 | 120000
iesire | SM0421D0 | BRADESTI | VSM10 | DELGAZ GRID | EGDTGM | DELGAZ GRID SA | OSD | BRADESTI | Harghita | 1 | 1.5 | 0.010588 | 38400
iesire | SM0422D0 | CIRESOAIA | VSM10 | DELGAZ GRID | EGDTGM | DELGAZ GRID SA | OSD | CIRESOAIA | Bacau | 0.6 | 2 | 0.010799 | 12000
iesire | SM0423D0 | CERDAC | VSM10 | DELGAZ GRID | EGDTGM | DELGAZ GRID SA | OSD | CERDAC | Bacau | 0.6 | 2 | 0.010806 | 12000
iesire | SM0424D0 | SLANIC MOLDOVA-SAT | VSM10 | DELGAZ GRID | EGDTGM | DELGAZ GRID SA | OSD | SLANIC MOLDOVA | Bacau | 0.6 | 2 | 0.010696 | 12000
iesire | SM0425D0 | SLANIC MOLDOVA | VSM10 | DELGAZ GRID | EGDTGM | DELGAZ GRID SA | OSD | SLANIC MOLDOVA | Bacau | 0.8 | 1.8 | 0.0107 | 52800
iesire | SM0426D0 | TARGU OCNA | VSM10 | DELGAZ GRID | EGDTGM | DELGAZ GRID SA | OSD | TARGU OCNA | Bacau | 0.8 | 1.8 | 0.010765 | 96000
iesire | SM0427D0 | MANASTIREA MAGURA OCNEI |  |  | MANMGO | MANASTIREA MAGURA OCNEI | CD | TARGU OCNA | Bacau | 0.05 | 2 | 0.01068 | 2400
iesire | SM0428D0 | MINTIU GHERLII | VSM06 | CPL CONCORDIA | CPLCNC | CPL CONCORDIA FILIALA CLUJ ROMANIA SRL | OSD | MINTIU GHERLII | Cluj | 1 | 1.6 | 0.010565 | 14400
iesire | SM0429D0 | SC EDILUL CAMPULUNG |  |  | EDILUL | SC EDILUL C.G.A. SA | CD | CAMPULUNG | Arges | 0.5 | 0.8 | 0.010919 | 2400
iesire | SM0430D0 | POIENI | VSM10 | DELGAZ GRID | EGDTGM | DELGAZ GRID SA | OSD | POIENI | Bacau | 0.6 | 2 | 0.010839 | 12000
iesire | SM0431D0 | DARMANESTI | VSM10 | DELGAZ GRID | EGDTGM | DELGAZ GRID SA | OSD | DARMANESTI | Bacau | 0.8 | 2 | 0.010782 | 240000
iesire | SM0432D1 | COMANESTI | VSM10 | DELGAZ GRID | EGDTGM | DELGAZ GRID SA | OSD | COMANESTI | Bacau | 0.8 | 2 | 0.010658 | 120000
iesire | SM0436D0 | VERMESTI | VSM10 | DELGAZ GRID | EGDTGM | DELGAZ GRID SA | OSD | VERMESTI | Bacau | 0.6 | 2 | 0.010776 | 12000
iesire | SM0437D0 | MOINESTI II VASAIESTI | VSM10 | DELGAZ GRID | EGDTGM | DELGAZ GRID SA | OSD | MOINESTI | Bacau | 0.5 | 1.5 | 0.010691 | 24000
iesire | SM0438D0 | ONESTI | VSM10 | DELGAZ GRID | EGDTGM | DELGAZ GRID SA | OSD | ONESTI | Bacau | 2.5 | 5 | 0.010726 | 7200000
iesire | SM0440D0 | MOINESTI I DEALU MARE | VSM10 | DELGAZ GRID | EGDTGM | DELGAZ GRID SA | OSD | MOINESTI | Bacau | 1.5 | 3 | 0.010669 | 240000
iesire | SM0442D0 | LUNCANI | VSM10 | DELGAZ GRID | EGDTGM | DELGAZ GRID SA | OSD | LUNCANI | Bacau | 0.8 | 2 | 0.010795 | 4800
iesire | SM0443D0 | BACAU I | VSM10 | DELGAZ GRID | EGDTGM | DELGAZ GRID SA | OSD | BACAU | Bacau | 1.9 | 5 | 0.010772 | 1320000
iesire | SM0444D0 | PADURENI BC | VSM10 | DELGAZ GRID | EGDTGM | DELGAZ GRID SA | OSD | PADURENI | Bacau | 0.8 | 2 | 0.010819 | 40800
iesire | SM0445D0 | SC OLYMPUS SPEDITION LIVEZI |  |  | OLYSPE | SC OLYMPUS SPEDITION SRL | CD | LIVEZI | Bacau | 0.5 | 0.6 | 0.010725 | 1512
iesire | SM0446D0 | BUHUSI | VSM10 | DELGAZ GRID | EGDTGM | DELGAZ GRID SA | OSD | BUHUSI | Bacau | 1 | 1.8 | 0.011524 | 156000
iesire | SM0447D0 | SC AGRICOLA INTERNATIONAL BACA |  |  | AGRIBC | SC AGRICOLA INTERNATIONAL SA | CD | RACOVA | Bacau | 0.8 | 2 | 0.010694 | 52800
iesire | SM0448D3 | SC YARNEA (FIBREX) SAVINESTI |  |  | YARNEA | SC YARNEA SRL | CD | SAVINESTI | Neamt | 1.5 | 4 | 0.011499 | 15600
iesire | SM0448D4 | SAVINESTI DIVERSI | VSM10 | DELGAZ GRID | EGDTGM | DELGAZ GRID SA | OSD | SAVINESTI | Neamt | 0.8 | 2 | 0.011513 | 7680
iesire | SM0448D5 | SAVINESTI | VSM10 | DELGAZ GRID | EGDTGM | DELGAZ GRID SA | OSD | SAVINESTI | Neamt | 0.8 | 2 | 0.011503 | 8400
iesire | SM0450D1 | SC KOBER SAVINESTI |  |  | KOBERS | SC KOBER SAVINESTI | CD | SAVINESTI | Neamt | 1 | 1.5 | 0.010936 | 30000
iesire | SM0450D2 | SC RIFIL SAVINESTI |  |  | RIFILS | SC RIFIL SAVINESTI | CD | SAVINESTI | Neamt | 1 | 1.5 | 0.011233 | 18000
iesire | SM0452D0 | TAZLAU | VSM10 | DELGAZ GRID | EGDTGM | DELGAZ GRID SA | OSD | TAZLAU | Neamt | 0.4 | 2 | 0.011554 | 52800
iesire | SM0453D0 | PIATRA NEAMT I | VSM10 | DELGAZ GRID | EGDTGM | DELGAZ GRID SA | OSD | PIATRA NEAMT | Neamt | 1.5 | 5 | 0.011094 | 984000
iesire | SM0454D0 | PIATRA NEAMT II | VSM10 | DELGAZ GRID | EGDTGM | DELGAZ GRID SA | OSD | PIATRA NEAMT | Neamt | 1.5 | 5 | 0.010954 | 720000
iesire | SM0455D0 | BISTRITA NT | VSM10 | DELGAZ GRID | EGDTGM | DELGAZ GRID SA | OSD | BISTRITA NT | Neamt | 1 | 2 | 0.011035 | 28800
iesire | SM0456D0 | SPITALUL DE PNEUMOFTIZIOLOGIE BISERICANI |  |  | SANBIS | SPITALUL DE PNEUMOFTIZIOLOGIE BISERICANI | CD | BISERICANI | Neamt | 0.6 | 2 | 0.011089 | 28800
iesire | SM0457D0 | SC UNOPAN VADURI |  |  | UNOPAN | SC UNOPAN SRL | CD | VADURI | Neamt | 0.5 | 1 | 0.011153 | 2400
iesire | SM0458D0 | STEJARU | VSM10 | DELGAZ GRID | EGDTGM | DELGAZ GRID SA | OSD | STEJARU | Neamt | 0.8 | 2 | 0.011014 | 48000
iesire | SM0459D0 | BICAZ | VSM10 | DELGAZ GRID | EGDTGM | DELGAZ GRID SA | OSD | BICAZ | Neamt | 0.5 | 3 | 0.011088 | 840000
iesire | SM0461D0 | SC KOBER VADURI |  |  | KOBERV | SC KOBER SRL - SUCURSALA VADURI | CD | VADURI | Neamt | 1.4 | 1.8 | 0.01105 | 1440
iesire | SM0462D0 | TARGU NEAMT | VSM10 | DELGAZ GRID | EGDTGM | DELGAZ GRID SA | OSD | TG. NEAMT | Neamt | 0.8 | 2 | 0.010727 | 84000
iesire | SM0462D1 | VANATORI | VSM20 | MIHOC OIL | MIHOCO | SC MIHOC OIL SRL | OSD | TG. NEAMT | Neamt | 2 | 4 | 0.010731 | 36000
iesire | SM0463D1 | SC MIROFOR TARGU NEAMT |  |  | MIROFR | SC MIROFOR SRL | CD | HUMULESTI | Neamt | 0.2 | 1 | 0.010728 | 960
iesire | SM0464D0 | ROMAN | VSM10 | DELGAZ GRID | EGDTGM | DELGAZ GRID SA | OSD | ROMAN | Neamt | 1.2 | 2 | 0.010725 | 600000
iesire | SM0465D1 | SC ARCELORMITTAL TUBULAR PRODUCTS ROMAN |  |  | MITTRO | SC ARCELORMITTAL TUBULAR PRODUCTS SA | CD | ROMAN | Neamt | 0.8 | 4 | 0.010703 | 600000
iesire | SM0465D2 | SC ELEROM ROMAN |  |  | ELEROM | SC ELEROM SA | CD | ROMAN | Neamt | 3.5 | 4 | 0.010695 | 12000
iesire | SM0466D0 | SC SUINPROD ROMAN |  |  | SPDROM | SC SUINPROD SA | CD | TRAIAN | Neamt | 1.2 | 2 | 0.01069 | 28800
iesire | SM0468D0 | HARLAU | VSM13 | GAZ NORD EST | GAZNEH | SC GAZ NORD EST SA | OSD | HARLAU | Iasi | 0.8 | 2 | 0.010719 | 60000
iesire | SM0468D1 | SCOBINTI | VSM07 | DESIGN PROIECT | DESIGN | SC DESIGN PROIECT SRL | OSD | SCOBINTI | Iasi | 0.5 | 0.8 | 0.010719 | 60000
iesire | SM0469D0 | DULCESTI | VSM10 | DELGAZ GRID | EGDTGM | DELGAZ GRID SA | OSD | DULCESTI | Neamt | 0.8 | 1.5 | 0.010719 | 22320
iesire | SM0470D1 | SC MATINAL PROD COM TUPILATI |  |  | HANANC | SC MATINAL PROD COM SRL | CD | TUPILATI | Neamt | 0.8 | 1 | 0.010688 | 4800
iesire | SM0471D0 | CUCUTENI | VSM13 | GAZ NORD EST | GAZNEH | SC GAZ NORD EST SA | OSD | CUCUTENI | Iasi | 0.6 | 0.8 | 0.010717 | 28800
iesire | SM0472D0 | SC SCAZ SECUIENI I | VSM45 | SCDA SECUIENI | SCAZSI | SCDA SECUIENI | CD | SECUIENI | Neamt | 0.8 | 2 | 0.010685 | 9600
iesire | SM0473D0 | PASCANI I SODOMENI | VSM10 | DELGAZ GRID | EGDTGM | DELGAZ GRID SA | OSD | PASCANI | Iasi | 0.6 | 2 | 0.010582 | 72000
iesire | SM0474D0 | PASCANI II | VSM10 | DELGAZ GRID | EGDTGM | DELGAZ GRID SA | OSD | PASCANI | Iasi | 1 | 2.5 | 0.010695 | 360000
iesire | SM0474D1 | SC ROMPAK PASCANI |  |  | ROMPAK | SC ROMPAK SRL | CD | PASCANI | Iasi | 0.8 | 1 | 0.010702 | 19200
iesire | SM0475D0 | CIOHORANI | VSM10 | DELGAZ GRID | EGDTGM | DELGAZ GRID SA | OSD | CIOHORANI | Iasi | 0.6 | 0.8 | 0.010726 | 28800
iesire | SM0476D0 | MIROSLOVESTI | VSM10 | DELGAZ GRID | EGDTGM | DELGAZ GRID SA | OSD | MIROSLOVESTI | Iasi | 0.8 | 2 | 0.010729 | 60000
iesire | SM0477D0 | MOTCA | VSM10 | DELGAZ GRID | EGDTGM | DELGAZ GRID SA | OSD | MOTCA | Iasi | 0.6 | 1.5 | 0.010726 | 28800
iesire | SM0477D1 | BOURENI | VSM22 | PRISMA SERV COMPANY | PRISMA | SC PRISMA SERV COMPANY SRL | OSD | MOTCA | Iasi | 0.6 | 2 | 0.010729 | 15600
iesire | SM0478D0 | TARGU FRUMOS | VSM10 | DELGAZ GRID | EGDTGM | DELGAZ GRID SA | OSD | TG. FRUMOS | Iasi | 0.8 | 1.5 | 0.010718 | 120000
iesire | SM0479D0 | PODUL ILOAIEI | VSM10 | DELGAZ GRID | EGDTGM | DELGAZ GRID SA | OSD | PODU ILIOAIEI | Iasi | 0.6 | 1.5 | 0.010722 | 120000
iesire | SM0480D1 | SC ANTIBIOTICE IASI |  |  | ANTIBI | SC ANTIBIOTICE SA | CD | IASI | Iasi | 0.6 | 2 | 0.010688 | 480000
iesire | SM0480D2 | URICANI | VSM10 | DELGAZ GRID | EGDTGM | DELGAZ GRID SA | OSD | IASI | Iasi | 1.5 | 2.7 | 0.01072 | 48000
iesire | SM0480D3 | BRATULENI - VOROVESTI | VSM12 | GAZMIR | GAZMIR | GAZMIR IASI SRL | OSD | IASI | Iasi | 0.8 | 2 | 0.010677 | 14400
iesire | SM0481D0 | SC SCAZ SECUIENI II | VSM45 | SCDA SECUIENI | SCAZSI | SCDA SECUIENI | CD | SECUIENI | Neamt | 0.8 | 2 | 0.010696 | 26400
iesire | SM0482D0 | IASI I | VSM10 | DELGAZ GRID | EGDTGM | DELGAZ GRID SA | OSD | IASI | Iasi | 2 | 3 | 0.010683 | 2400000
iesire | SM0483D1 | IASI II FORTUS | VSM10 | DELGAZ GRID | EGDTGM | DELGAZ GRID SA | OSD | IASI | Iasi | 2 | 3 | 0.010679 | 240000
iesire | SM0483D3 | MIROSLAVA | VSM12 | GAZMIR | GAZMIR | GAZMIR IASI SRL | OSD | MIROSLAVA | Iasi | 0.8 | 2 | 0.010675 | 14400
iesire | SM0485D0 | FRASIN | VSM10 | DELGAZ GRID | EGDTGM | DELGAZ GRID SA | OSD | FRASIN | Suceava | 1 | 1.5 | 0.010506 | 120000
iesire | SM0486D0 | GURA HUMORULUI | VSM10 | DELGAZ GRID | EGDTGM | DELGAZ GRID SA | OSD | GURA HUMORULUI | Suceava | 0.9 | 1.9 | 0.010511 | 120000
iesire | SM0487D0 | GURA HUMORULUI IZVORU | VSM10 | DELGAZ GRID | EGDTGM | DELGAZ GRID SA | OSD | GURA HUMORULUI | Suceava | 0.8 | 1.2 | 0.010498 | 28800
iesire | SM0488D0 | SALCEA | VSM10 | DELGAZ GRID | EGDTGM | DELGAZ GRID SA | OSD | SALCEA | Suceava | 0.5 | 1.5 | 0.01072 | 52800
iesire | SM0489D0 | SIMINICEA | VSM10 | DELGAZ GRID | EGDTGM | DELGAZ GRID SA | OSD | SIMINICEA | Suceava | 0.7 | 0.8 | 0.010716 | 52800
iesire | SM0490D0 | FALTICENI | VSM10 | DELGAZ GRID | EGDTGM | DELGAZ GRID SA | OSD | FALTICENI | Suceava | 1 | 2.5 | 0.0107 | 360000
iesire | SM0491D0 | IPOTESTI | VSM10 | DELGAZ GRID | EGDTGM | DELGAZ GRID SA | OSD | IPOTESTI | Suceava | 0.7 | 0.8 | 0.010705 | 52800
iesire | SM0492D0 | BOSANCI | VSM10 | DELGAZ GRID | EGDTGM | DELGAZ GRID SA | OSD | BOSANCI | Suceava | 0.7 | 0.8 | 0.010703 | 52800
iesire | SM0493D0 | SUCEAVA | VSM10 | DELGAZ GRID | EGDTGM | DELGAZ GRID SA | OSD | SUCEAVA | Suceava | 1.6 | 2.5 | 0.0107 | 1080000
iesire | SM0494D1 | BOTOSANI | VSM10 | DELGAZ GRID | EGDTGM | DELGAZ GRID SA | OSD | BOTOSANI | Botosani | 1.2 | 1.8 | 0.010716 | 480000
iesire | SM0494D2 | SC MODERN CALOR BOTOSANI |  |  | TRMBOT | SC MODERN CALOR SA | CD | BOTOSANI | Botosani | 1.2 | 1.8 | 0.010682 | 384000
iesire | SM0495D0 | BUCECEA | VSM10 | DELGAZ GRID | EGDTGM | DELGAZ GRID SA | OSD | BUCECEA | Botosani | 1 | 1.9 | 0.010702 | 360000
iesire | SM0496D0 | DOROHOI | VSM10 | DELGAZ GRID | EGDTGM | DELGAZ GRID SA | OSD | DOROHOI | Botosani | 1 | 2.5 | 0.010716 | 240000
iesire | SM0498D0 | RADAUTI |  |  | NORDGR | SC NORD GAZ SRL | OSD | RADAUTI | Suceava | 2.4 | 2.6 | 0.010579 | 360000
iesire | SM0502D0 | SASCUT | VSM10 | DELGAZ GRID | EGDTGM | DELGAZ GRID SA | OSD | SASCUT | Bacau | 1 | 1.8 | 0.010726 | 456000
iesire | SM0503D0 | SC AGROTURISM KM 256 RACACIUNI |  |  | AGR256 | SC AGROTURISM KM 256 SRL | CD | RACACIUNI | Bacau | 0.02 | 0.06 | 0.010801 | 480
iesire | SM0505D0 | RACACIUNI | VSM10 | DELGAZ GRID | EGDTGM | DELGAZ GRID SA | OSD | RACACIUNI | Bacau | 0.8 | 1.5 | 0.010762 | 8640
iesire | SM0506D0 | MAGURENI |  |  | MMDATA | SC MM DATA SRL | OSD | MAGURENI | Prahova | 1.1 | 2 | 0.010504 | 67200
iesire | SM0507D2 | BACAU II | VSM10 | DELGAZ GRID | EGDTGM | DELGAZ GRID SA | OSD | BACAU | Bacau | 1.2 | 2.2 | 0.011095 | 189600
iesire | SM0508D0 | ADJUD | VSM08 | DISTRIGAZ SUD RETELE | DISTSR | SC DISTRIGAZ SUD RETELE SRL | OSD | ADJUD | Vrancea | 1.5 | 2 | 0.010817 | 240000
iesire | SM0510D0 | SC ANB-STOKKER LOGISTICS ORADEA |  |  | ROMTRS | SC ANB-STOKKER LOGISTICS SRL | CD | ORADEA | Bihor | 1 | 1.8 | 0.010731 | 1512
iesire | SM0511D1 | SC SOMACO HOLDING PL DOAGA |  |  | SMCPRE | SC SOMACO HOLDING SA | CD | DOAGA | Vrancea | 1 | 2 | 0.010756 | 9600
iesire | SM0511D2 | SC MBM DOAGA | VSM08 | DISTRIGAZ SUD RETELE | DISTSR | SC DISTRIGAZ SUD RETELE SRL | OSD | DOAGA | Vrancea | 1 | 2 | 0.010801 | 2400
iesire | SM0512D0 | FOCSANI | VSM08 | DISTRIGAZ SUD RETELE | DISTSR | SC DISTRIGAZ SUD RETELE SRL | OSD | FOCSANI | Vrancea | 1.5 | 3 | 0.010748 | 720000
iesire | SM0513D0 | TECUCI | VSM08 | DISTRIGAZ SUD RETELE | DISTSR | SC DISTRIGAZ SUD RETELE SRL | OSD | TECUCI | Galati | 1 | 2 | 0.010817 | 720000
iesire | SM0514D0 | SC OCOLUL SILVIC SENDRENI | VSM08 | DISTRIGAZ SUD RETELE | DISTSR | SC DISTRIGAZ SUD RETELE SRL | OSD | SENDRENI | Galati | 0.7 | 2 | 0.010933 | 480
iesire | SM0515D0 | BUCIUMENI MANASTIRE | VSM08 | DISTRIGAZ SUD RETELE | DISTSR | SC DISTRIGAZ SUD RETELE SRL | OSD | BUCIUMENI | Galati | 0.8 | 2 | 0.010824 | 2400
iesire | SM0516D2 | MARASESTI | VSM08 | DISTRIGAZ SUD RETELE | DISTSR | SC DISTRIGAZ SUD RETELE SRL | OSD | MARASESTI | Vrancea | 1 | 2 | 0.010814 | 432000
iesire | SM0517D0 | BARLAD | VSM10 | DELGAZ GRID | EGDTGM | DELGAZ GRID SA | OSD | BARLAD | Vaslui | 1.5 | 3 | 0.01085 | 600000
iesire | SM0518D0 | VASLUI | VSM16 | GAZ EST | GZESTV | SC GAZ EST SA | OSD | VASLUI | Vaslui | 1 | 4 | 0.010859 | 600000
iesire | SM0519D0 | INDEPENDENTA - PETROM | VSM41 | OMV PETROM | PETRLD | SC OMV PETROM SA (LIVRARE DIRECTA) | CD | LASCAR CATARGIU | Galati | 2 | 4 | 0.010789 | 52800
iesire | SM0520D0 | SC SORGSIR LIESTI |  |  | ZAHLIE | SC SORGSIR SRL | CD | LIESTI | Galati | 1 | 3 | 0.010894 | 62400
iesire | SM0521D0 | TUDOR VLADIMIRESCU MANASTIRE | VSM08 | DISTRIGAZ SUD RETELE | DISTSR | SC DISTRIGAZ SUD RETELE SRL | OSD | TUDOR VLADIMIRESCU | Galati | 0.8 | 2 | 0.010801 | 1200
iesire | SM0522D0 | SCHELA | VSM08 | DISTRIGAZ SUD RETELE | DISTSR | SC DISTRIGAZ SUD RETELE SRL | OSD | SCHELA | Galati | 0.8 | 3 | 0.010812 | 52800
iesire | SM0523D2 | INDEPENDENTA | VSM08 | DISTRIGAZ SUD RETELE | DISTSR | SC DISTRIGAZ SUD RETELE SRL | OSD | INDEPENDENTA | Galati | 1 | 2 | 0.010806 | 36000
iesire | SM0524D0 | GALATI | VSM08 | DISTRIGAZ SUD RETELE | DISTSR | SC DISTRIGAZ SUD RETELE SRL | OSD | GALATI | Galati | 2 | 3.8 | 0.010847 | 1080000
iesire | SM0525D1 | SC ARCELOR MITTAL GALATI | VSM30 | ARCELOR MITTAL GALATI | MITTGL | SC ARCELOR MITTAL GALATI SA | CD | GALATI | Galati | 1 | 5 | 0.010897 | 2640000
iesire | SM0525D2 | CET GALATI |  |  | ELCGAL | SC ELECTROCENTRALE GALATI SA | CD | GALATI | Galati | 1.2 | 4.5 | 0.010774 | 5280000
iesire | SM0525D3 | SC ARCELOR MITTAL FURNALE GALA | VSM30 | ARCELOR MITTAL GALATI | MITTGL | SC ARCELOR MITTAL GALATI SA | CD | GALATI | Galati | 4 | 5 | 0.0109 | 1920000
iesire | SM0527D0 | SC GALCO BRAILA | VSM08 | DISTRIGAZ SUD RETELE | DISTSR | SC DISTRIGAZ SUD RETELE SRL | OSD | VADENI | Braila | 0.4 | 2 | 0.010672 | 24000
iesire | SM0528D0 | TICHILESTI | VSM08 | DISTRIGAZ SUD RETELE | DISTSR | SC DISTRIGAZ SUD RETELE SRL | OSD | TICHILESTI | Braila | 2.3 | 3 | 0.010889 | 12000
iesire | SM0529D0 | BRAILA | VSM08 | DISTRIGAZ SUD RETELE | DISTSR | SC DISTRIGAZ SUD RETELE SRL | OSD | BRAILA | Braila | 2.3 | 3 | 0.010893 | 1080000
iesire | SM0530D0 | SC COMSUIN BRAILA | VSM08 | DISTRIGAZ SUD RETELE | DISTSR | SC DISTRIGAZ SUD RETELE SRL | OSD | BRAILA | Braila | 1 | 2 | 0.010924 | 60000
iesire | SM0531D1 | CHISCANI | VSM08 | DISTRIGAZ SUD RETELE | DISTSR | SC DISTRIGAZ SUD RETELE SRL | OSD | CHISCANI | Braila | 2.3 | 3 | 0.010866 | 3360000
iesire | SM0532D0 | ZAGNA VADENI | VSM08 | DISTRIGAZ SUD RETELE | DISTSR | SC DISTRIGAZ SUD RETELE SRL | OSD | VADENI | Braila | 3 | 4 | 0.010924 | 84000
iesire | SM0533D0 | NAVODARI | VSM08 | DISTRIGAZ SUD RETELE | DISTSR | SC DISTRIGAZ SUD RETELE SRL | OSD | NAVODARI | Constanta | 4.6 | 5.9 | 0.011351 | 720000
iesire | SM0534D0 | CONSTANTA | VSM08 | DISTRIGAZ SUD RETELE | DISTSR | SC DISTRIGAZ SUD RETELE SRL | OSD | CONSTANTA | Constanta | 4.2 | 4.8 | 0.011457 | 2640000
iesire | SM0535D0 | OVIDIU I | VSM08 | DISTRIGAZ SUD RETELE | DISTSR | SC DISTRIGAZ SUD RETELE SRL | OSD | OVIDIU | Constanta | 0.8 | 1.2 | 0.01149 | 52800
iesire | SM0536D1 | JIJILA | VSM08 | DISTRIGAZ SUD RETELE | DISTSR | SC DISTRIGAZ SUD RETELE SRL | OSD | JIJILA | Tulcea | 1.2 | 1.8 | 0.011474 | 40800
iesire | SM0536D2 | MACIN |  |  | MACING | SC MACIN GAZ SRL | OSD | JIJILA | Tulcea | 2.5 | 4.5 | 0.011322 | 130320
iesire | SM0537D0 | ISACCEA | VSM08 | DISTRIGAZ SUD RETELE | DISTSR | SC DISTRIGAZ SUD RETELE SRL | OSD | ISACCEA | Tulcea | 2 | 3.5 | 0.011471 | 120000
iesire | SM0539D0 | NEGRESTI OAS | VSM15 | GAZ VEST | GAZVST | SC GAZ VEST SA | OSD | NEGRESTI OAS | Satu Mare | 0.8 | 1.8 | 0.010545 | 240000
iesire | SM0540D0 | TAGA | VSM10 | DELGAZ GRID | EGDTGM | DELGAZ GRID SA | OSD | TAGA | Cluj | 1 | 1.5 | 0.010545 | 24000
iesire | SM0543D0 | CASEIU | VSM10 | DELGAZ GRID | EGDTGM | DELGAZ GRID SA | OSD | CASEIU | Cluj | 1 | 2 | 0.01056 | 52800
iesire | SM0544D1 | GHERLA | VSM10 | DELGAZ GRID | EGDTGM | DELGAZ GRID SA | OSD | GHERLA | Cluj | 1.3 | 2.8 | 0.010537 | 288000
iesire | SM0544D2 | NICULA | VSM06 | CPL CONCORDIA | CPLCNC | CPL CONCORDIA FILIALA CLUJ ROMANIA SRL | OSD | NICULA | Cluj | 1.3 | 2.8 | 0.010561 | 12000
iesire | SM0545D0 | DEJ I | VSM10 | DELGAZ GRID | EGDTGM | DELGAZ GRID SA | OSD | DEJ | Cluj | 1.5 | 2 | 0.010565 | 240000
iesire | SM0546D1 | DEJ II ORAS | VSM10 | DELGAZ GRID | EGDTGM | DELGAZ GRID SA | OSD | DEJ | Cluj | 1.5 | 2 | 0.01057 | 96000
iesire | SM0546D2 | DEJ II INDUSTRIE | VSM10 | DELGAZ GRID | EGDTGM | DELGAZ GRID SA | OSD | DEJ | Cluj | 3 | 4 | 0.010469 | 192000
iesire | SM0548D0 | CAPALNA | VSM10 | DELGAZ GRID | EGDTGM | DELGAZ GRID SA | OSD | CAPALNA | Salaj | 0.8 | 1.5 | 0.010534 | 28800
iesire | SM0549D0 | GALGAU | VSM10 | DELGAZ GRID | EGDTGM | DELGAZ GRID SA | OSD | GALGAU | Salaj | 0.8 | 1.5 | 0.010555 | 12000
iesire | SM0550D0 | GLOD | VSM10 | DELGAZ GRID | EGDTGM | DELGAZ GRID SA | OSD | GLOD | Salaj | 0.8 | 1.5 | 0.010539 | 12000
iesire | SM0551D0 | ILEANDA | VSM10 | DELGAZ GRID | EGDTGM | DELGAZ GRID SA | OSD | ILEANDA | Salaj | 0.8 | 1.5 | 0.010552 | 28800
iesire | SM0552D0 | LEMNIU | VSM10 | DELGAZ GRID | EGDTGM | DELGAZ GRID SA | OSD | LEMNIU | Salaj | 0.8 | 1.5 | 0.010555 | 28800
iesire | SM0553D0 | JIBOU | VSM10 | DELGAZ GRID | EGDTGM | DELGAZ GRID SA | OSD | JIBOU | Salaj | 0.8 | 1.8 | 0.010685 | 120000
iesire | SM0554D0 | SURDUC | VSM10 | DELGAZ GRID | EGDTGM | DELGAZ GRID SA | OSD | SURDUC | Salaj | 0.8 | 1.8 | 0.010554 | 28800
iesire | SM0555D0 | ZALAU I | VSM10 | DELGAZ GRID | EGDTGM | DELGAZ GRID SA | OSD | ZALAU | Salaj | 1.5 | 2 | 0.010683 | 480000
iesire | SM0556D0 | VALEA CHIOARULUI | VSM10 | DELGAZ GRID | EGDTGM | DELGAZ GRID SA | OSD | VALEA CHIOARULUI | Maramures | 1.5 | 2 | 0.010564 | 28800
iesire | SM0557D0 | SOMCUTA MARE | VSM10 | DELGAZ GRID | EGDTGM | DELGAZ GRID SA | OSD | SOMCUTA MARE | Maramures | 0.8 | 1.5 | 0.010561 | 120000
iesire | SM0558D0 | VALENII SOMCUTEI | VSM10 | DELGAZ GRID | EGDTGM | DELGAZ GRID SA | OSD | VALENII SOMCUTEI | Maramures | 0.8 | 1.5 | 0.010567 | 12000
iesire | SM0559D0 | SACALASENI | VSM10 | DELGAZ GRID | EGDTGM | DELGAZ GRID SA | OSD | SACALASENI | Maramures | 0.8 | 1.5 | 0.010544 | 52800
iesire | SM0560D0 | CHECHIS | VSM10 | DELGAZ GRID | EGDTGM | DELGAZ GRID SA | OSD | CHECHIS | Maramures | 1.1 | 2.2 | 0.010543 | 52800
iesire | SM0561D0 | LAPUSEL | VSM10 | DELGAZ GRID | EGDTGM | DELGAZ GRID SA | OSD | LAPUSEL | Maramures | 0.8 | 1.5 | 0.010543 | 28800
iesire | SM0562D0 | SATULUNG | VSM10 | DELGAZ GRID | EGDTGM | DELGAZ GRID SA | OSD | SATULUNG | Maramures | 0.8 | 1.5 | 0.010566 | 28800
iesire | SM0563D0 | CULCEA | VSM10 | DELGAZ GRID | EGDTGM | DELGAZ GRID SA | OSD | CULCEA | Maramures | 0.8 | 1.5 | 0.010543 | 52800
iesire | SM0564D0 | LASCHIA | VSM10 | DELGAZ GRID | EGDTGM | DELGAZ GRID SA | OSD | LASCHIA | Maramures | 1 | 1.5 | 0.010541 | 120000
iesire | SM0565D0 | BOZANTA MICA | VSM10 | DELGAZ GRID | EGDTGM | DELGAZ GRID SA | OSD | BOZANTA MICA | Maramures | 1.6 | 2.4 | 0.010543 | 28800
iesire | SM0566D1 | BAIA MARE I | VSM10 | DELGAZ GRID | EGDTGM | DELGAZ GRID SA | OSD | BAIA MARE | Maramures | 0.8 | 2 | 0.010548 | 600000
iesire | SM0566D2 | BAIA MARE II | VSM10 | DELGAZ GRID | EGDTGM | DELGAZ GRID SA | OSD | BAIA MARE | Maramures | 0.8 | 2 | 0.010537 | 600000
iesire | SM0567D0 | GROSI | VSM10 | DELGAZ GRID | EGDTGM | DELGAZ GRID SA | OSD | GROSI | Maramures | 0.8 | 1.5 | 0.010544 | 52800
iesire | SM0568D0 | REMETEA CHIOARULUI | VSM10 | DELGAZ GRID | EGDTGM | DELGAZ GRID SA | OSD | REMETEA CHIOARULUI | Maramures | 0.8 | 1.5 | 0.010569 | 28800
iesire | SM0569D0 | FINTEUSU MARE | VSM10 | DELGAZ GRID | EGDTGM | DELGAZ GRID SA | OSD | FINTEUSU MARE | Maramures | 0.8 | 1.5 | 0.010572 | 12000
iesire | SM0570D0 | TARGU LAPUS | VSM10 | DELGAZ GRID | EGDTGM | DELGAZ GRID SA | OSD | TARGU LAPUS | Maramures | 0.8 | 1.5 | 0.010542 | 120000
iesire | SM0571D0 | BERINTA | VSM10 | DELGAZ GRID | EGDTGM | DELGAZ GRID SA | OSD | BERINTA | Maramures | 0.8 | 1.5 | 0.010545 | 28800
iesire | SM0572D0 | COPALNIC MANASTUR | VSM10 | DELGAZ GRID | EGDTGM | DELGAZ GRID SA | OSD | COPALNIC MANASTUR | Maramures | 0.8 | 1.5 | 0.010544 | 28800
iesire | SM0573D0 | BICAU | VSM10 | DELGAZ GRID | EGDTGM | DELGAZ GRID SA | OSD | BICAU | Satu Mare | 0.8 | 1.5 | 0.010537 | 4800
iesire | SM0574D0 | POIANA CODRULUI | VSM10 | DELGAZ GRID | EGDTGM | DELGAZ GRID SA | OSD | POIANA CODRULUI | Satu Mare | 0.8 | 1.5 | 0.010541 | 240000
iesire | SM0575D0 | CICARLAU | VSM10 | DELGAZ GRID | EGDTGM | DELGAZ GRID SA | OSD | CICARLAU | Maramures | 0.8 | 1.5 | 0.010542 | 52800
iesire | SM0576D0 | SEINI | VSM10 | DELGAZ GRID | EGDTGM | DELGAZ GRID SA | OSD | SEINI | Maramures | 0.8 | 2 | 0.010542 | 120000
iesire | SM0577D0 | APA | VSM10 | DELGAZ GRID | EGDTGM | DELGAZ GRID SA | OSD | APA | Satu Mare | 0.8 | 1.5 | 0.010546 | 57600
iesire | SM0578D0 | SASAR II (RECEA) | VSM10 | DELGAZ GRID | EGDTGM | DELGAZ GRID SA | OSD | BAIA MARE | Maramures | 0.8 | 1.5 | 0.010546 | 2400
iesire | SM0579D0 | TAUTII MAGHERAUS | VSM10 | DELGAZ GRID | EGDTGM | DELGAZ GRID SA | OSD | TAUTII MAGHERAUS | Maramures | 0.8 | 2.2 | 0.010541 | 52800
iesire | SM0580D0 | SC BENTONITA MEDIESU AURIT |  |  | BENTON | SC BENTONITA SA | CD | MEDIESU AURIT | Satu Mare | 0.8 | 1.5 | 0.010577 | 120000
iesire | SM0581D0 | ROHIA | VSM10 | DELGAZ GRID | EGDTGM | DELGAZ GRID SA | OSD | ROHIA | Maramures | 0.8 | 1.5 | 0.01054 | 12000
iesire | SM0582D0 | SASAR I | VSM10 | DELGAZ GRID | EGDTGM | DELGAZ GRID SA | OSD | SASAR | Maramures | 0.8 | 1.5 | 0.01054 | 28800
iesire | SM0583D0 | BOTIZ | VSM15 | GAZ VEST | GAZVST | SC GAZ VEST SA | OSD | BOTIZ | Satu Mare | 0.8 | 1.9 | 0.010558 | 120000
iesire | SM0585D1 | SATU MARE I | VSM10 | DELGAZ GRID | EGDTGM | DELGAZ GRID SA | OSD | SATU MARE | Satu Mare | 1 | 2 | 0.010572 | 480000
iesire | SM0585D2 | SATU MARE II | VSM10 | DELGAZ GRID | EGDTGM | DELGAZ GRID SA | OSD | SATU MARE | Satu Mare | 1 | 2 | 0.010572 | 360000
iesire | SM0586D0 | MARGHITA | VSM10 | DELGAZ GRID | EGDTGM | DELGAZ GRID SA | OSD | MARGHITA | Bihor | 0.9 | 1.5 | 0.010702 | 120000
iesire | SM0587D0 | SC CONTITECH AUTOMOTIVE CAREI |  |  | CONTIT | SC CONTITECH FLUID AUTOMOTIVE SRL | CD | CAREI | Satu Mare | 2 | 3.5 | 0.010536 | 480000
iesire | SM0588D0 | SC RUBIN KING CAREI |  |  | RUBINK | SC RUBINKING CAREI SRL | CD | CAREI | Satu Mare | 1 | 3.5 | 0.010502 | 84000
iesire | SM0588D1 | CAREI III | VSM10 | DELGAZ GRID | EGDTGM | DELGAZ GRID SA | OSD | CAREI | Satu Mare | 0.8 | 1 | 0.010483 | 36000
iesire | SM0589D0 | CAREI I | VSM10 | DELGAZ GRID | EGDTGM | DELGAZ GRID SA | OSD | CAREI | Satu Mare | 0.8 | 2 | 0.010478 | 240000
iesire | SM0591D0 | SC KLARA PROD COM CAREI IV |  |  | KLARAP | SC CLARA PRODCOM SRL | CD | CAREI | Satu Mare | 0.8 | 1.5 | 0.010464 | 1200
iesire | SM0592D0 | FOIENI | VSM10 | DELGAZ GRID | EGDTGM | DELGAZ GRID SA | OSD | FOIENI | Satu Mare | 0.8 | 2 | 0.010471 | 120000
iesire | SM0593D0 | PETRESTI SM | VSM10 | DELGAZ GRID | EGDTGM | DELGAZ GRID SA | OSD | PETRESTI | Satu Mare | 0.8 | 2 | 0.010455 | 28800
iesire | SM0594D0 | PISCOLT | VSM10 | DELGAZ GRID | EGDTGM | DELGAZ GRID SA | OSD | PISCOLT | Satu Mare | 0.8 | 2 | 0.010485 | 52800
iesire | SM0596D0 | LECHINTA BN | VSM10 | DELGAZ GRID | EGDTGM | DELGAZ GRID SA | OSD | LECHINTA | Bistrita-Nasaud | 1.2 | 2 | 0.010441 | 72000
iesire | SM0598D0 | FANTANELE BN | VSM10 | DELGAZ GRID | EGDTGM | DELGAZ GRID SA | OSD | FANTANELE BN | Bistrita-Nasaud | 1.2 | 2 | 0.010442 | 72000
iesire | SM0599D0 | CORVINESTI | VSM10 | DELGAZ GRID | EGDTGM | DELGAZ GRID SA | OSD | CORVINESTI | Bistrita-Nasaud | 1 | 1.4 | 0.010488 | 12000
iesire | SM0600D0 | ARCALIA | VSM10 | DELGAZ GRID | EGDTGM | DELGAZ GRID SA | OSD | ARCALIA | Bistrita-Nasaud | 1.2 | 2 | 0.010442 | 28800
iesire | SM0601D0 | CRAINIMAT | VSM10 | DELGAZ GRID | EGDTGM | DELGAZ GRID SA | OSD | CRAINIMAT | Bistrita-Nasaud | 1.2 | 2 | 0.010441 | 52800
iesire | SM0602D0 | BISTRITA BN | VSM10 | DELGAZ GRID | EGDTGM | DELGAZ GRID SA | OSD | BISTRITA | Bistrita-Nasaud | 1.2 | 2 | 0.010502 | 720000
iesire | SM0603D0 | BECLEAN | VSM10 | DELGAZ GRID | EGDTGM | DELGAZ GRID SA | OSD | BECLEAN | Bistrita-Nasaud | 1.2 | 2 | 0.01049 | 432000
iesire | SM0604D0 | MATEI | VSM10 | DELGAZ GRID | EGDTGM | DELGAZ GRID SA | OSD | MATEI | Bistrita-Nasaud | 1.2 | 2 | 0.010443 | 12000
iesire | SM0605D0 | BIDIU | VSM10 | DELGAZ GRID | EGDTGM | DELGAZ GRID SA | OSD | BIDIU | Bistrita-Nasaud | 0.8 | 1.6 | 0.010473 | 12000
iesire | SM0606D0 | NUSENI | VSM10 | DELGAZ GRID | EGDTGM | DELGAZ GRID SA | OSD | NUSENI | Bistrita-Nasaud | 0.8 | 1.5 | 0.010503 | 28800
iesire | SM0607D0 | RUSU DE SUS | VSM10 | DELGAZ GRID | EGDTGM | DELGAZ GRID SA | OSD | RUSU DE SUS | Bistrita-Nasaud | 1 | 1.5 | 0.010497 | 12000
iesire | SM0608D0 | CALARASI CJ | VSM10 | DELGAZ GRID | EGDTGM | DELGAZ GRID SA | OSD | CALARASI CJ | Cluj | 0.8 | 2 | 0.010545 | 12000
iesire | SM0609D0 | FELEACU | VSM10 | DELGAZ GRID | EGDTGM | DELGAZ GRID SA | OSD | FELEACU | Cluj | 1 | 1.4 | 0.010566 | 52800
iesire | SM0610D0 | TURENI | VSM10 | DELGAZ GRID | EGDTGM | DELGAZ GRID SA | OSD | TURENI | Cluj | 0.8 | 2 | 0.010574 | 36000
iesire | SM0611D0 | LUNCA MURESULUI | VSM10 | DELGAZ GRID | EGDTGM | DELGAZ GRID SA | OSD | LUNCA MURESULUI | Alba | 1 | 2 | 0.010543 | 15600
iesire | SM0613D1 | RAZBOIENI-CETATE | VSM10 | DELGAZ GRID | EGDTGM | DELGAZ GRID SA | OSD | RAZBOIENI-CETATE | Alba | 1 | 2 | 0.01055 | 15600
iesire | SM0615D0 | TURDA | VSM10 | DELGAZ GRID | EGDTGM | DELGAZ GRID SA | OSD | TURDA | Cluj | 1.5 | 3 | 0.010551 | 480000
iesire | SM0616D0 | SC HOLCIM TURDA | VSM39 | HOLCIM (ROMANIA) | HOLCCL | SC HOLCIM (ROMANIA) SA | CD | TURDA | Cluj | 1.5 | 2.5 | 0.010572 | 264000
iesire | SM0617D1 | OCNA MURES | VSM10 | DELGAZ GRID | EGDTGM | DELGAZ GRID SA | OSD | OCNA MURES | Alba | 0.8 | 2 | 0.010545 | 1248000
iesire | SM0619D0 | VIISOARA | VSM10 | DELGAZ GRID | EGDTGM | DELGAZ GRID SA | OSD | VIISOARA | Cluj | 0.8 | 2 | 0.010569 | 60000
iesire | SM0620D0 | AIUD | VSM10 | DELGAZ GRID | EGDTGM | DELGAZ GRID SA | OSD | AIUD | Alba | 1 | 2 | 0.010542 | 240000
iesire | SM0621D0 | URCA | VSM10 | DELGAZ GRID | EGDTGM | DELGAZ GRID SA | OSD | URCA | Cluj | 0.8 | 2 | 0.010565 | 12000
iesire | SM0622D0 | LUNA | VSM10 | DELGAZ GRID | EGDTGM | DELGAZ GRID SA | OSD | LUNA | Cluj | 1.5 | 2 | 0.010491 | 48000
iesire | SM0623D0 | TRITENII DE JOS | VSM10 | DELGAZ GRID | EGDTGM | DELGAZ GRID SA | OSD | TRITENII DE JOS | Cluj | 1 | 2 | 0.01056 | 40800
iesire | SM0624D0 | CAMPIA TURZII | VSM10 | DELGAZ GRID | EGDTGM | DELGAZ GRID SA | OSD | CAMPIA TURZII | Cluj | 1 | 2 | 0.01056 | 240000
iesire | SM0625D0 | BOLDUT | VSM10 | DELGAZ GRID | EGDTGM | DELGAZ GRID SA | OSD | BOLDUT | Cluj | 0.8 | 2 | 0.010565 | 48000
iesire | SM0626D0 | BOIAN | VSM10 | DELGAZ GRID | EGDTGM | DELGAZ GRID SA | OSD | BOIAN | Cluj | 1.8 | 2 | 0.010562 | 9600
iesire | SM0627D0 | HODAI BOIAN | VSM10 | DELGAZ GRID | EGDTGM | DELGAZ GRID SA | OSD | HODAI-BOIAN | Cluj | 0.8 | 2 | 0.010551 | 4800
iesire | SM0628D0 | PATA | VSM06 | CPL CONCORDIA | CPLCNC | CPL CONCORDIA FILIALA CLUJ ROMANIA SRL | OSD | PATA | Cluj | 2 | 2.5 | 0.010557 | 120000
iesire | SM0629D0 | CLUJ II | VSM10 | DELGAZ GRID | EGDTGM | DELGAZ GRID SA | OSD | CLUJ | Cluj | 1.3 | 2 | 0.01054 | 720000
iesire | SM0630D0 | CEANU MARE | VSM10 | DELGAZ GRID | EGDTGM | DELGAZ GRID SA | OSD | CEANU MARE | Cluj | 0.8 | 2 | 0.010554 | 42000
iesire | SM0631D0 | CEANU MARE - CATUN | VSM10 | DELGAZ GRID | EGDTGM | DELGAZ GRID SA | OSD | CEANU MARE | Cluj | 0.8 | 2 | 0.01049 | 2400
iesire | SM0632D0 | STATIUNEA DE CERC. DEZV. AGRICOLA TURDA |  |  | SCAZCM | STATIUNEA DE CER. SI DEZ. AGRICOLA TURDA | CD | BOLDUT | Cluj | 0.5 | 1 | 0.010553 | 1200
iesire | SM0633D0 | IACOBENI MOARA | VSM10 | DELGAZ GRID | EGDTGM | DELGAZ GRID SA | OSD | IACOBENI | Cluj | 0.8 | 2 | 0.0105 | 4800
iesire | SM0634D0 | IACOBENI | VSM10 | DELGAZ GRID | EGDTGM | DELGAZ GRID SA | OSD | IACOBENI | Cluj | 0.8 | 2 | 0.010497 | 9600
iesire | SM0635D0 | SOPOR | VSM10 | DELGAZ GRID | EGDTGM | DELGAZ GRID SA | OSD | SOPOR | Cluj | 0.8 | 2 | 0.010502 | 9600
iesire | SM0636D0 | FRATA | VSM10 | DELGAZ GRID | EGDTGM | DELGAZ GRID SA | OSD | FRATA | Cluj | 1 | 2 | 0.010499 | 36000
iesire | SM0637D0 | CLUJ I | VSM10 | DELGAZ GRID | EGDTGM | DELGAZ GRID SA | OSD | CLUJ | Cluj | 1.5 | 2 | 0.010556 | 1680000
iesire | SM0638D0 | MIRASLAU | VSM10 | DELGAZ GRID | EGDTGM | DELGAZ GRID SA | OSD | MIRASLAU | Alba | 1 | 2 | 0.010542 | 28800
iesire | SM0639D0 | DECEA | VSM10 | DELGAZ GRID | EGDTGM | DELGAZ GRID SA | OSD | DECEA | Alba | 1 | 2 | 0.010545 | 12000
iesire | SM0640D0 | TURDA - COPACENI | VSM10 | DELGAZ GRID | EGDTGM | DELGAZ GRID SA | OSD | COPACENI | Cluj | 1 | 2 | 0.01054 | 48000
iesire | SM0641D0 | VISINELU | VSM10 | DELGAZ GRID | EGDTGM | DELGAZ GRID SA | OSD | VISINELU | Mures | 1 | 1.5 | 0.010499 | 12000
iesire | SM0642D0 | VALEA LARGA | VSM10 | DELGAZ GRID | EGDTGM | DELGAZ GRID SA | OSD | VALEA LARGA | Mures | 0.8 | 2 | 0.010553 | 24000
iesire | SM0643D0 | ZAU DE CAMPIE | VSM10 | DELGAZ GRID | EGDTGM | DELGAZ GRID SA | OSD | ZAU DE CAMPIE | Mures | 2.5 | 3.5 | 0.01057 | 19200
iesire | SM0644D0 | SAULIA (DE CAMPIE) | VSM10 | DELGAZ GRID | EGDTGM | DELGAZ GRID SA | OSD | SAULIA | Mures | 1 | 2.8 | 0.010561 | 24000
iesire | SM0645D0 | ATANTIS | VSM10 | DELGAZ GRID | EGDTGM | DELGAZ GRID SA | OSD | ATANTIS | Mures | 0.8 | 2 | 0.010493 | 4800
iesire | SM0646D0 | LUDUS | VSM10 | DELGAZ GRID | EGDTGM | DELGAZ GRID SA | OSD | LUDUS | Mures | 3.5 | 5 | 0.010492 | 600000
iesire | SM0648D0 | BOGATA | VSM10 | DELGAZ GRID | EGDTGM | DELGAZ GRID SA | OSD | BOGATA | Mures | 0.8 | 2 | 0.010489 | 127200
iesire | SM0649D0 | SARMASU | VSM10 | DELGAZ GRID | EGDTGM | DELGAZ GRID SA | OSD | SARMASU | Mures | 1 | 1.8 | 0.010499 | 60000
iesire | SM0651D0 | CHETANI II | VSM10 | DELGAZ GRID | EGDTGM | DELGAZ GRID SA | OSD | CHETANI | Mures | 0.8 | 2 | 0.010492 | 2400
iesire | SM0652D0 | CHETANI | VSM10 | DELGAZ GRID | EGDTGM | DELGAZ GRID SA | OSD | CHETANI | Mures | 0.8 | 2 | 0.010496 | 12000
iesire | SM0653D0 | NOSLAC | VSM10 | DELGAZ GRID | EGDTGM | DELGAZ GRID SA | OSD | NOSLAC | Alba | 1 | 2 | 0.010493 | 28800
iesire | SM0655D0 | ROSIORI MS | VSM10 | DELGAZ GRID | EGDTGM | DELGAZ GRID SA | OSD | ROSIORI | Mures | 0.8 | 2 | 0.010493 | 28800
iesire | SM0656D0 | SANGER | VSM10 | DELGAZ GRID | EGDTGM | DELGAZ GRID SA | OSD | SANGER | Mures | 0.8 | 2 | 0.010494 | 52800
iesire | SM0657D0 | GRINDENI | VSM10 | DELGAZ GRID | EGDTGM | DELGAZ GRID SA | OSD | GRINDENI | Mures | 0.8 | 2 | 0.01049 | 12000
iesire | SM0661D0 | IDRIFAIA | VSM10 | DELGAZ GRID | EGDTGM | DELGAZ GRID SA | OSD | IDRIFAIA | Mures | 1 | 1.4 | 0.010526 | 24000
iesire | SM0662D0 | GANESTI | VSM10 | DELGAZ GRID | EGDTGM | DELGAZ GRID SA | OSD | GANESTI | Mures | 1 | 1.4 | 0.010512 | 28800
iesire | SM0663D0 | MICA | VSM10 | DELGAZ GRID | EGDTGM | DELGAZ GRID SA | OSD | MICA | Mures | 1 | 1.4 | 0.010524 | 7200
iesire | SM0664D0 | GANESTI -SEUCA | VSM10 | DELGAZ GRID | EGDTGM | DELGAZ GRID SA | OSD | SEUCA | Mures | 1 | 1.4 | 0.010466 | 7200
iesire | SM0665D0 | ABUS | VSM10 | DELGAZ GRID | EGDTGM | DELGAZ GRID SA | OSD | ABUS | Mures | 1 | 1.4 | 0.010528 | 12000
iesire | SM0667D0 | CIUGUDU DE JOS | VSM10 | DELGAZ GRID | EGDTGM | DELGAZ GRID SA | OSD | CUGUDU DE JOS | Alba | 1 | 2 | 0.010555 | 24000
iesire | SM0668D0 | PETRILACA | VSM10 | DELGAZ GRID | EGDTGM | DELGAZ GRID SA | OSD | PETRILACA | Mures | 0.8 | 2 | 0.010491 | 28800
iesire | SM0671D0 | BICHIS | VSM10 | DELGAZ GRID | EGDTGM | DELGAZ GRID SA | OSD | BICHIS | Mures | 0.8 | 2 | 0.01049 | 28800
iesire | SM0672D0 | ICLANZEL | VSM10 | DELGAZ GRID | EGDTGM | DELGAZ GRID SA | OSD | ICLANZEL | Mures | 0.8 | 2 | 0.01052 | 52800
iesire | SM0673D0 | IERNUT | VSM10 | DELGAZ GRID | EGDTGM | DELGAZ GRID SA | OSD | IERNUT | Mures | 1 | 2 | 0.010527 | 144000
iesire | SM0676D1 | SC AZOMURES TG.MURES | VSM49 | AZOMURES | AZOMUR | SC AZOMURES SA | CD | TG. MURES | Mures | 5.5 | 6 | 0.010481 | 2352000
iesire | SM0676D2 | CET AZOMURES | VSM49 | AZOMURES | AZOMUR | SC AZOMURES SA | CD | TG. MURES | Mures | 1.5 | 2.3 | 0.010477 | 720000
iesire | SM0676D3 | TARGU MURES I AZOMURES | VSM10 | DELGAZ GRID | EGDTGM | DELGAZ GRID SA | OSD | TG. MURES | Mures | 1.1 | 1.5 | 0.010489 | 998400
iesire | SM0677D0 | POMI | VSM15 | GAZ VEST | GAZVST | SC GAZ VEST SA | OSD | POMI | Satu Mare | 0.8 | 1.5 | 0.010542 | 52800
iesire | SM0679D0 | TARGU MURES II CORUNCA | VSM10 | DELGAZ GRID | EGDTGM | DELGAZ GRID SA | OSD | CORUNCA | Mures | 1.1 | 1.5 | 0.010465 | 840000
iesire | SM0680D0 | TARGU MURES III SANGEORGIU DE | VSM10 | DELGAZ GRID | EGDTGM | DELGAZ GRID SA | OSD | SANGEORGIU DE MURES | Mures | 1 | 1.2 | 0.010483 | 120000
iesire | SM0681D0 | MESTEACAN | VSM10 | DELGAZ GRID | EGDTGM | DELGAZ GRID SA | OSD | MESTEACAN | Maramures | 0.8 | 1.3 | 0.010545 | 52800
iesire | SM0684D0 | TARGU MURES IV FOTO | VSM10 | DELGAZ GRID | EGDTGM | DELGAZ GRID SA | OSD | TG. MURES | Mures | 0.97 | 2.5 | 0.010461 | 150000
iesire | SM0685D0 | SEULIA DE MURES | VSM10 | DELGAZ GRID | EGDTGM | DELGAZ GRID SA | OSD | SEULIA DE MURES | Mures | 0.8 | 2 | 0.010465 | 28800
iesire | SM0688D0 | CUCERDEA | VSM10 | DELGAZ GRID | EGDTGM | DELGAZ GRID SA | OSD | CUCERDEA | Mures | 0.6 | 2 | 0.010465 | 7200
iesire | SM0689D0 | COROI | VSM10 | DELGAZ GRID | EGDTGM | DELGAZ GRID SA | OSD | COROI | Mures | 1 | 1.5 | 0.010524 | 7200
iesire | SM0690D0 | BLAJEL | VSM10 | DELGAZ GRID | EGDTGM | DELGAZ GRID SA | OSD | BLAJEL | Sibiu | 1.1 | 1.2 | 0.010465 | 21120
iesire | SM0696D0 | REGHIN | VSM10 | DELGAZ GRID | EGDTGM | DELGAZ GRID SA | OSD | REGHIN | Mures | 1 | 1.6 | 0.010463 | 360000
iesire | SM0699D0 | GORNESTI | VSM10 | DELGAZ GRID | EGDTGM | DELGAZ GRID SA | OSD | GORNESTI | Mures | 1 | 1.4 | 0.010463 | 28800
iesire | SM0701D0 | PERIS | VSM10 | DELGAZ GRID | EGDTGM | DELGAZ GRID SA | OSD | PERIS | Mures | 1 | 1.4 | 0.010463 | 28800
iesire | SM0702D0 | SOMOSTELNIC | VSM10 | DELGAZ GRID | EGDTGM | DELGAZ GRID SA | OSD | SOMOSTELNIC | Mures | 1 | 1.5 | 0.01053 | 19200
iesire | SM0703D1 | UNGHENI-VALEA NIRAJULUI | VSM10 | DELGAZ GRID | EGDTGM | DELGAZ GRID SA | OSD | UNGHENI | Mures | 1 | 2.2 | 0.010516 | 84000
iesire | SM0703D2 | UNGHENI-VALEA MURESULUI | VSM10 | DELGAZ GRID | EGDTGM | DELGAZ GRID SA | OSD | UNGHENI | Mures | 1 | 1.8 | 0.010508 | 72000
iesire | SM0705D0 | CRISTESTI MS | VSM10 | DELGAZ GRID | EGDTGM | DELGAZ GRID SA | OSD | CRISTESTI | Mures | 1 | 1.5 | 0.0105 | 40000
iesire | SM0706D0 | CERGHIZEL I GRUI | VSM10 | DELGAZ GRID | EGDTGM | DELGAZ GRID SA | OSD | GRUI | Mures | 1 | 1.4 | 0.010526 | 12000
iesire | SM0707D0 | CERGHIZEL II TAU | VSM10 | DELGAZ GRID | EGDTGM | DELGAZ GRID SA | OSD | CERGHIZEL | Mures | 1 | 1.4 | 0.010514 | 12000
iesire | SM0708D0 | CERGHID | VSM10 | DELGAZ GRID | EGDTGM | DELGAZ GRID SA | OSD | CERGHID | Mures | 1 | 1.4 | 0.010527 | 12000
iesire | SM0710D0 | PETELEA | VSM10 | DELGAZ GRID | EGDTGM | DELGAZ GRID SA | OSD | PETELEA | Mures | 1 | 1.4 | 0.010463 | 28800
iesire | SM0718D0 | ERNEI | VSM10 | DELGAZ GRID | EGDTGM | DELGAZ GRID SA | OSD | ERNEI | Mures | 1 | 1.4 | 0.010489 | 28800
iesire | SM0720D0 | SIBIU I | VSM10 | DELGAZ GRID | EGDTGM | DELGAZ GRID SA | OSD | SIBIU | Sibiu | 1.5 | 1.7 | 0.010492 | 840000
iesire | SM0721D0 | SIBIU II | VSM10 | DELGAZ GRID | EGDTGM | DELGAZ GRID SA | OSD | SIBIU | Sibiu | 1.2 | 1.8 | 0.010587 | 840000
iesire | SM0722D0 | SIBIU IAS DEALUL OCNEI | VSM10 | DELGAZ GRID | EGDTGM | DELGAZ GRID SA | OSD | SIBIU | Sibiu | 1.2 | 1.8 | 0.010482 | 7000
iesire | SM0723D0 | OCNA SIBIULUI | VSM10 | DELGAZ GRID | EGDTGM | DELGAZ GRID SA | OSD | OCNA SIBIULUI | Sibiu | 1.2 | 1.8 | 0.010528 | 30000
iesire | SM0724D0 | SC ICOS OCNA SIBIU |  |  | ICOSOS | SC ICOS SA | CD | OCNA SIBIULUI | Sibiu | 1.2 | 1.8 | 0.010481 | 5000
iesire | SM0725D0 | SC HULTA FORS UMI UNIVERSAL SI |  |  | HULUMI | SC HULTAFORS UMI SRL | CD | BUNGARD | Sibiu | 1.2 | 1.8 | 0.010473 | 480
iesire | SM0726D0 | CISNADIE | VSM10 | DELGAZ GRID | EGDTGM | DELGAZ GRID SA | OSD | CISNADIE | Sibiu | 0.8 | 1.2 | 0.010477 | 120000
iesire | SM0727D0 | CISNADIE II (SEVIS) | VSM10 | DELGAZ GRID | EGDTGM | DELGAZ GRID SA | OSD | CISNADIE | Sibiu | 1.2 | 1.8 | 0.010478 | 24000
iesire | SM0728D0 | SC GERMANO TRANS SELIMBAR |  |  | GERMAN | SC GERMANO TRANS SRL | CD | SELIMBAR | Sibiu | 1.2 | 1.8 | 0.010477 | 24000
iesire | SM0729D0 | CRISTIAN SB | VSM10 | DELGAZ GRID | EGDTGM | DELGAZ GRID SA | OSD | CRISTIAN | Sibiu | 1.2 | 1.8 | 0.010528 | 52800
iesire | SM0730D0 | SADU | VSM10 | DELGAZ GRID | EGDTGM | DELGAZ GRID SA | OSD | SADU | Sibiu | 1.2 | 1.8 | 0.010475 | 28800
iesire | SM0731D0 | BUNGARD SB | VSM10 | DELGAZ GRID | EGDTGM | DELGAZ GRID SA | OSD | BUNGARD | Sibiu | 1.2 | 1.8 | 0.010474 | 6720
iesire | SM0732D0 | SELIMBAR | VSM10 | DELGAZ GRID | EGDTGM | DELGAZ GRID SA | OSD | SELIMBAR | Sibiu | 1.2 | 1.8 | 0.010473 | 44000
iesire | SM0733D1 | SC ROMANOFIR TALMACIU |  |  | ROMFIR | SC ROMANOFIR SA | CD | TALMACIU | Sibiu | 0.6 | 1.5 | 0.010476 | 24000
iesire | SM0733D2 | TALMACIU | VSM10 | DELGAZ GRID | EGDTGM | DELGAZ GRID SA | OSD | TALMACIU | Sibiu | 0.6 | 1.5 | 0.010474 | 48000
iesire | SM0735D0 | TALMACEL | VSM10 | DELGAZ GRID | EGDTGM | DELGAZ GRID SA | OSD | TALMACIU | Sibiu | 1.2 | 1.8 | 0.010474 | 12000
iesire | SM0736D0 | BOITA | VSM10 | DELGAZ GRID | EGDTGM | DELGAZ GRID SA | OSD | BOITA | Sibiu | 1.2 | 1.8 | 0.010474 | 12000
iesire | SM0737D0 | SEICA MARE | VSM10 | DELGAZ GRID | EGDTGM | DELGAZ GRID SA | OSD | SEICA MARE | Sibiu | 1.2 | 1.8 | 0.010491 | 44000
iesire | SM0738D0 | HASAG | VSM10 | DELGAZ GRID | EGDTGM | DELGAZ GRID SA | OSD | HASAG | Sibiu | 1.2 | 1.8 | 0.010432 | 4500
iesire | SM0739D0 | VESEUD SIBIU | VSM10 | DELGAZ GRID | EGDTGM | DELGAZ GRID SA | OSD | VESEUD SIBIU | Sibiu | 1.2 | 1.8 | 0.01049 | 5000
iesire | SM0740D0 | RUSI | VSM10 | DELGAZ GRID | EGDTGM | DELGAZ GRID SA | OSD | RUSI | Sibiu | 1.2 | 1.8 | 0.010488 | 7000
iesire | SM0741D0 | SLIMNIC | VSM10 | DELGAZ GRID | EGDTGM | DELGAZ GRID SA | OSD | SLIMNIC | Sibiu | 1.2 | 1.8 | 0.010483 | 24000
iesire | SM0742D0 | SURA MARE | VSM10 | DELGAZ GRID | EGDTGM | DELGAZ GRID SA | OSD | SURA MARE | Sibiu | 1.2 | 1.8 | 0.010482 | 12000
iesire | SM0743D0 | SURA MICA | VSM10 | DELGAZ GRID | EGDTGM | DELGAZ GRID SA | OSD | SURA MICA | Sibiu | 1.2 | 1.8 | 0.010573 | 38400
iesire | SM0744D0 | AXENTE SEVER | VSM10 | DELGAZ GRID | EGDTGM | DELGAZ GRID SA | OSD | AXENTE SEVER | Sibiu | 1.2 | 1.8 | 0.010489 | 24000
iesire | SM0745D0 | TAPU | VSM10 | DELGAZ GRID | EGDTGM | DELGAZ GRID SA | OSD | TAPU | Sibiu | 1 | 1.2 | 0.010431 | 21120
iesire | SM0746D0 | MOHU | VSM10 | DELGAZ GRID | EGDTGM | DELGAZ GRID SA | OSD | MOHU | Sibiu | 1.2 | 1.8 | 0.010473 | 7000
iesire | SM0747D0 | VESTEM | VSM10 | DELGAZ GRID | EGDTGM | DELGAZ GRID SA | OSD | VESTEM | Sibiu | 1.2 | 1.8 | 0.010477 | 12000
iesire | SM0748D0 | ALAMOR | VSM10 | DELGAZ GRID | EGDTGM | DELGAZ GRID SA | OSD | ALAMOR | Sibiu | 1.2 | 1.8 | 0.010321 | 7000
iesire | SM0749D0 | LOAMNES | VSM10 | DELGAZ GRID | EGDTGM | DELGAZ GRID SA | OSD | LOAMNES | Sibiu | 1.2 | 1.8 | 0.010395 | 7000
iesire | SM0757D0 | CENADE | VSM10 | DELGAZ GRID | EGDTGM | DELGAZ GRID SA | OSD | CENADE | Alba | 1 | 1.5 | 0.010434 | 6000
iesire | SM0758D0 | SOROSTIN | VSM10 | DELGAZ GRID | EGDTGM | DELGAZ GRID SA | OSD | SOROSTIN | Sibiu | 1 | 1.2 | 0.010406 | 6000
iesire | SM0759D0 | AGARBICIU | VSM10 | DELGAZ GRID | EGDTGM | DELGAZ GRID SA | OSD | AGARBICIU | Sibiu | 1.2 | 1.8 | 0.010489 | 18000
iesire | SM0760D0 | SC PRODIAL CISNADIE |  |  | PRDIAL | SC PRODIAL SRL | CD | SELIMBAR | Sibiu | 1 | 1.8 | 0.010474 | 480
iesire | SM0761D0 | RUSCIORI | VSM10 | DELGAZ GRID | EGDTGM | DELGAZ GRID SA | OSD | RUSCIORI | Sibiu | 1.2 | 1.8 | 0.010514 | 3000
iesire | SM0762D0 | SC TRANSILVANIA AUTOMOBILE SEL |  |  | TRSLVA | SC TRANSILVANIA AUTOMOBILE SRL | CD | SELIMBAR | Sibiu | 1.2 | 1.8 | 0.010472 | 7000
iesire | SM0763D0 | ALTINA | VSM10 | DELGAZ GRID | EGDTGM | DELGAZ GRID SA | OSD | ALTINA | Sibiu | 0.8 | 1.4 | 0.01043 | 6000
iesire | SM0764D0 | NOCRICH | VSM10 | DELGAZ GRID | EGDTGM | DELGAZ GRID SA | OSD | NOCRICH | Sibiu | 0.8 | 1.4 | 0.01043 | 6000
iesire | SM0765D0 | NOU SASESC | VSM10 | DELGAZ GRID | EGDTGM | DELGAZ GRID SA | OSD | NOU SASESC | Sibiu | 0.8 | 1.4 | 0.010476 | 6000
iesire | SM0766D2 | FAGARAS | VSM08 | DISTRIGAZ SUD RETELE | DISTSR | SC DISTRIGAZ SUD RETELE SRL | OSD | FAGARAS | Brasov | 2.5 | 4 | 0.010453 | 216000
iesire | SM0767D0 | VESEUD AGNITA | VSM10 | DELGAZ GRID | EGDTGM | DELGAZ GRID SA | OSD | VESEUD AGNITA | Sibiu | 0.8 | 1.4 | 0.010432 | 6000
iesire | SM0769D0 | CALBOR | VSM08 | DISTRIGAZ SUD RETELE | DISTSR | SC DISTRIGAZ SUD RETELE SRL | OSD | CALBOR | Brasov | 0.8 | 1.2 | 0.010454 | 12000
iesire | SM0770D0 | HARSENI | VSM08 | DISTRIGAZ SUD RETELE | DISTSR | SC DISTRIGAZ SUD RETELE SRL | OSD | HARSENI | Brasov | 0.8 | 1.6 | 0.010454 | 52800
iesire | SM0781D0 | COVES | VSM10 | DELGAZ GRID | EGDTGM | DELGAZ GRID SA | OSD | COVES | Sibiu | 0.8 | 1.4 | 0.010472 | 6000
iesire | SM0782D0 | AGNITA | VSM10 | DELGAZ GRID | EGDTGM | DELGAZ GRID SA | OSD | AGNITA | Sibiu | 0.8 | 1.4 | 0.010404 | 40000
iesire | SM0785D0 | UM CINCU |  |  | UMCINC | UNITATEA MILITARA NR 01495 CINCU | CD | CINCU | Brasov | 0.8 | 1.4 | 0.010463 | 6000
iesire | SM0786D0 | CINCU | VSM08 | DISTRIGAZ SUD RETELE | DISTSR | SC DISTRIGAZ SUD RETELE SRL | OSD | CINCU | Brasov | 0.8 | 1.4 | 0.010455 | 6000
iesire | SM0787D0 | BARGHIS | VSM10 | DELGAZ GRID | EGDTGM | DELGAZ GRID SA | OSD | BARGHIS | Sibiu | 0.8 | 1.4 | 0.010471 | 6000
iesire | SM0789D0 | VARD | VSM10 | DELGAZ GRID | EGDTGM | DELGAZ GRID SA | OSD | VARD | Sibiu | 0.8 | 1.4 | 0.010457 | 6000
iesire | SM0790D0 | MARPOD | VSM10 | DELGAZ GRID | EGDTGM | DELGAZ GRID SA | OSD | MARPOD | Sibiu | 0.8 | 1.4 | 0.010473 | 6000
iesire | SM0791D0 | HOSMAN | VSM10 | DELGAZ GRID | EGDTGM | DELGAZ GRID SA | OSD | HOSMAN | Sibiu | 0.8 | 1.4 | 0.010473 | 6000
iesire | SM0792D0 | ILIMBAV | VSM10 | DELGAZ GRID | EGDTGM | DELGAZ GRID SA | OSD | ILIMBAV | Sibiu | 0.8 | 1.4 | 0.010473 | 2400
iesire | SM0793D0 | SASAUS | VSM10 | DELGAZ GRID | EGDTGM | DELGAZ GRID SA | OSD | SASAUS | Sibiu | 0.8 | 1.4 | 0.01043 | 6000
iesire | SM0794D0 | NOUL ROMAN | VSM10 | DELGAZ GRID | EGDTGM | DELGAZ GRID SA | OSD | NOU ROMAN | Sibiu | 0.8 | 1.8 | 0.010433 | 12000
iesire | SM0795D0 | CORNATEL | VSM10 | DELGAZ GRID | EGDTGM | DELGAZ GRID SA | OSD | CORNATEL | Sibiu | 1.2 | 1.8 | 0.01048 | 7000
iesire | SM0796D0 | SACADATE | VSM10 | DELGAZ GRID | EGDTGM | DELGAZ GRID SA | OSD | SACADATE | Sibiu | 1.2 | 1.8 | 0.010473 | 12000
iesire | SM0797D0 | DAIA | VSM10 | DELGAZ GRID | EGDTGM | DELGAZ GRID SA | OSD | DAIA | Sibiu | 1.2 | 1.8 | 0.010474 | 4500
iesire | SM0798D0 | ROSIA | VSM10 | DELGAZ GRID | EGDTGM | DELGAZ GRID SA | OSD | ROSIA | Sibiu | 1.2 | 1.8 | 0.010475 | 4500
iesire | SM0799D0 | CASOLT | VSM10 | DELGAZ GRID | EGDTGM | DELGAZ GRID SA | OSD | CASOLT | Sibiu | 1.2 | 1.8 | 0.010474 | 4500
iesire | SM0801D0 | BRADU | VSM10 | DELGAZ GRID | EGDTGM | DELGAZ GRID SA | OSD | BRADU | Sibiu | 1.2 | 1.8 | 0.010473 | 7000
iesire | SM0802D1 | AVRIG | VSM10 | DELGAZ GRID | EGDTGM | DELGAZ GRID SA | OSD | AVRIG | Sibiu | 0.6 | 1.4 | 0.010474 | 40000
iesire | SM0802D2 | SC FABRICA DE STICLA AVRIG |  |  | STCLAV | SC FABRICA DE STICLA AVRIG SA | CD | AVRIG | Sibiu | 0.6 | 1.4 | 0.010483 | 25000
iesire | SM0804D0 | SC PREMIUM PORC SIBIU-AVRIG |  |  | VENTAV | SC PREMIUM PORC SIBIU SRL | CD | AVRIG | Sibiu | 1.2 | 1.8 | 0.010471 | 12000
iesire | SM0805D0 | TURNU ROSU | VSM10 | DELGAZ GRID | EGDTGM | DELGAZ GRID SA | OSD | TURNU ROSU | Sibiu | 1.2 | 1.8 | 0.010474 | 17000
iesire | SM0806D0 | SC FABRICA DE PULBERI FAGARAS |  |  | UPSFAG | SC FABRICA DE PULBERI SA | CD | FAGARAS | Brasov | 1.2 | 2.5 | 0.010464 | 120000
iesire | SM0807D0 | SAMBATA DE SUS | VSM08 | DISTRIGAZ SUD RETELE | DISTSR | SC DISTRIGAZ SUD RETELE SRL | OSD | SAMBATA DE SUS | Brasov | 0.8 | 1.6 | 0.010454 | 28800
iesire | SM0808D0 | MANASTIREA SAMBATA | VSM08 | DISTRIGAZ SUD RETELE | DISTSR | SC DISTRIGAZ SUD RETELE SRL | OSD | SAMBATA DE SUS | Brasov | 0.8 | 1.6 | 0.010453 | 12000
iesire | SM0809D0 | VISTEA DE JOS | VSM08 | DISTRIGAZ SUD RETELE | DISTSR | SC DISTRIGAZ SUD RETELE SRL | OSD | VISTEA DE JOS | Brasov | 0.8 | 1.6 | 0.010454 | 52800
iesire | SM0810D0 | DRAGUS | VSM08 | DISTRIGAZ SUD RETELE | DISTSR | SC DISTRIGAZ SUD RETELE SRL | OSD | DRAGUS | Brasov | 0.8 | 1.6 | 0.010454 | 52800
iesire | SM0811D0 | UCEA DE JOS | VSM08 | DISTRIGAZ SUD RETELE | DISTSR | SC DISTRIGAZ SUD RETELE SRL | OSD | UCEA DE JOS | Brasov | 0.8 | 1.6 | 0.010432 | 12000
iesire | SM0812D0 | UCEA DE SUS | VSM08 | DISTRIGAZ SUD RETELE | DISTSR | SC DISTRIGAZ SUD RETELE SRL | OSD | UCEA DE SUS | Brasov | 0.8 | 1.6 | 0.010435 | 12000
iesire | SM0813D0 | CARTA | VSM10 | DELGAZ GRID | EGDTGM | DELGAZ GRID SA | OSD | CARTA | Sibiu | 0.8 | 1.6 | 0.01043 | 12000
iesire | SM0814D0 | ARPASU DE JOS | VSM10 | DELGAZ GRID | EGDTGM | DELGAZ GRID SA | OSD | ARPASU DE JOS | Sibiu | 0.8 | 1.6 | 0.010435 | 52800
iesire | SM0815D0 | CARTISOARA | VSM10 | DELGAZ GRID | EGDTGM | DELGAZ GRID SA | OSD | CARTISOARA | Sibiu | 0.8 | 1.6 | 0.010431 | 52800
iesire | SM0816D0 | ARPASU DE SUS | VSM10 | DELGAZ GRID | EGDTGM | DELGAZ GRID SA | OSD | ARPASU DE SUS | Sibiu | 0.8 | 1.6 | 0.010435 | 12000
iesire | SM0817D1 | SC VIROMET VICTORIA |  |  | VIROMT | SC VIROMET SA | CD | VICTORIA | Brasov | 5 | 6 | 0.010456 | 1200000
iesire | SM0817D2 | VICTORIA - CARTIER SUMERNA | VSM08 | DISTRIGAZ SUD RETELE | DISTSR | SC DISTRIGAZ SUD RETELE SRL | OSD | VICTORIA | Brasov | 0.8 | 1 | 0.010433 | 3840
iesire | SM0818D0 | VICTORIA | VSM08 | DISTRIGAZ SUD RETELE | DISTSR | SC DISTRIGAZ SUD RETELE SRL | OSD | VICTORIA | Brasov | 1 | 2 | 0.01043 | 72000
iesire | SM0819D1 | MARSA | VSM10 | DELGAZ GRID | EGDTGM | DELGAZ GRID SA | OSD | MARSA | Sibiu | 1.2 | 1.8 | 0.010473 | 45000
iesire | SM0822D2 | SC MAXAM VICTORIA |  |  | SPARMX | SC MAXAM ROMANIA SRL | CD | VICTORIA | Brasov | 0.5 | 0.6 | 0.01046 | 26400
iesire | SM0823D0 | NADES | VSM10 | DELGAZ GRID | EGDTGM | DELGAZ GRID SA | OSD | NADES | Mures | 1 | 2 | 0.010475 | 12000
iesire | SM0825D0 | CHENDU VALEA NIRAJULUI | VSM10 | DELGAZ GRID | EGDTGM | DELGAZ GRID SA | OSD | CHENDU | Mures | 1.2 | 2 | 0.010467 | 18000
iesire | SM0828D0 | FANTANELE MS | VSM10 | DELGAZ GRID | EGDTGM | DELGAZ GRID SA | OSD | FANTANELE MS | Mures | 1 | 2 | 0.010471 | 28800
iesire | SM0830D0 | GHINDARI | VSM10 | DELGAZ GRID | EGDTGM | DELGAZ GRID SA | OSD | GHINDARI | Mures | 1 | 2 | 0.010482 | 7200
iesire | SM0831D0 | TREI SATE | VSM10 | DELGAZ GRID | EGDTGM | DELGAZ GRID SA | OSD | TREI SATE | Mures | 1 | 2 | 0.010475 | 7200
iesire | SM0832D0 | CHIBED | VSM10 | DELGAZ GRID | EGDTGM | DELGAZ GRID SA | OSD | CHIBED | Mures | 1 | 2 | 0.010464 | 7200
iesire | SM0833D0 | SOVATA | VSM10 | DELGAZ GRID | EGDTGM | DELGAZ GRID SA | OSD | SOVATA | Mures | 1.2 | 2 | 0.010465 | 72000
iesire | SM0834D0 | HETIUR | VSM10 | DELGAZ GRID | EGDTGM | DELGAZ GRID SA | OSD | HETIUR | Mures | 1 | 2 | 0.010493 | 7200
iesire | SM0835D0 | SIGHISOARA I | VSM10 | DELGAZ GRID | EGDTGM | DELGAZ GRID SA | OSD | SIGHISOARA | Mures | 1.2 | 2.2 | 0.010485 | 295200
iesire | SM0836D0 | SIGHISOARA II | VSM10 | DELGAZ GRID | EGDTGM | DELGAZ GRID SA | OSD | SIGHISOARA | Mures | 1.1 | 2.2 | 0.010505 | 480000
iesire | SM0838D1 | DANES | VSM10 | DELGAZ GRID | EGDTGM | DELGAZ GRID SA | OSD | DANES | Mures | 1.7 | 2 | 0.010475 | 18000
iesire | SM0840D0 | SIGHISOARA III (BOIU) | VSM10 | DELGAZ GRID | EGDTGM | DELGAZ GRID SA | OSD | SIGHISOARA | Mures | 1 | 2.5 | 0.010549 | 12000
iesire | SM0841D0 | TARNAVENI | VSM10 | DELGAZ GRID | EGDTGM | DELGAZ GRID SA | OSD | TARNAVENI | Mures | 0.8 | 1.5 | 0.010464 | 230400
iesire | SM0847D0 | CETATEA DE BALTA | VSM10 | DELGAZ GRID | EGDTGM | DELGAZ GRID SA | OSD | CETATEA DE BALTA | Alba | 0.6 | 2 | 0.010532 | 7200
iesire | SM0848D0 | JIDVEI I | VSM10 | DELGAZ GRID | EGDTGM | DELGAZ GRID SA | OSD | JIDVEI | Alba | 0.6 | 2 | 0.010523 | 28800
iesire | SM0849D0 | JIDVEI II BALCACIU | VSM10 | DELGAZ GRID | EGDTGM | DELGAZ GRID SA | OSD | JIDVEI | Alba | 0.6 | 2 | 0.010566 | 7200
iesire | SM0850D0 | SONA AB | VSM10 | DELGAZ GRID | EGDTGM | DELGAZ GRID SA | OSD | SONA | Alba | 0.6 | 2 | 0.010442 | 18000
iesire | SM0851D0 | LUNCA TARNAVEI | VSM10 | DELGAZ GRID | EGDTGM | DELGAZ GRID SA | OSD | LUNCA TIRNAVEI | Alba | 0.6 | 2 | 0.010442 | 7200
iesire | SM0852D0 | SANCEL | VSM10 | DELGAZ GRID | EGDTGM | DELGAZ GRID SA | OSD | SANCEL | Alba | 0.6 | 2 | 0.010464 | 18000
iesire | SM0853D0 | BLAJ | VSM10 | DELGAZ GRID | EGDTGM | DELGAZ GRID SA | OSD | BLAJ | Alba | 0.6 | 2 | 0.01048 | 115200
iesire | SM0854D0 | BAZNA | VSM10 | DELGAZ GRID | EGDTGM | DELGAZ GRID SA | OSD | BAZNA | Sibiu | 1 | 2 | 0.010465 | 18000
iesire | SM0855D0 | VELT | VSM10 | DELGAZ GRID | EGDTGM | DELGAZ GRID SA | OSD | VELT | Sibiu | 1.1 | 2 | 0.010532 | 7200
iesire | SM0856D0 | SC EXCONAL BOTORCA |  |  | EXCONL | SC EXCONAL SRL | CD | BOTORCA | Mures | 0.02 | 0.6 | 0.010488 | 480
iesire | SM0857D0 | MEDIAS I | VSM10 | DELGAZ GRID | EGDTGM | DELGAZ GRID SA | OSD | MEDIAS | Sibiu | 2.2 | 2.6 | 0.010463 | 1080000
iesire | SM0858D0 | MEDIAS II | VSM10 | DELGAZ GRID | EGDTGM | DELGAZ GRID SA | OSD | MEDIAS | Sibiu | 2.2 | 2.6 | 0.01047 | 768000
iesire | SM0859D0 | TARNAVA | VSM10 | DELGAZ GRID | EGDTGM | DELGAZ GRID SA | OSD | TARNAVA | Sibiu | 1.1 | 1.5 | 0.01047 | 15000
iesire | SM0862D1 | COPSA MICA | VSM10 | DELGAZ GRID | EGDTGM | DELGAZ GRID SA | OSD | COPSA MICA | Sibiu | 1 | 1.5 | 0.01047 | 60000
iesire | SM0862D2 | SC SOMETRA COPSA MICA |  |  | SOMETC | SC SOMETRA COPSA MICA | CD | COPSA MICA | Sibiu | 1.2 | 2 | 0.01047 | 36000
iesire | SM0862D4 | SC ROMBAT COPSA MICA | VSM10 | DELGAZ GRID | EGDTGM | DELGAZ GRID SA | OSD | COPSA MICA | Sibiu | 1.2 | 2 | 0.01047 | 14400
iesire | SM0862D5 | SC TRANS ASFALT COPSA MICA |  |  | TRANSC | SC TRANS ASFALT 2007 SRL | CD | COPSA MICA | Sibiu | 0.8 | 2 | 0.01047 | 36000
iesire | SM0865D0 | TARNAVA SOMARD | VSM10 | DELGAZ GRID | EGDTGM | DELGAZ GRID SA | OSD | TARNAVA | Sibiu | 1 | 1.5 | 0.010466 | 3840
iesire | SM0866D0 | BRASOV II | VSM08 | DISTRIGAZ SUD RETELE | DISTSR | SC DISTRIGAZ SUD RETELE SRL | OSD | BRASOV | Brasov | 0.8 | 1.8 | 0.010488 | 1200000
iesire | SM0866D1 | TARLUNGENI | VSM19 | MEGACONSTRUCT | MEGCST | SC MEGACONSTRUCT SA | OSD | BRASOV | Brasov | 1 | 2 | 0.010491 | 124800
iesire | SM0867D1 | SC SCHAEFFLER BRASOV |  |  | INASCH | SC HAEFFLER ROMANIA SRL | CD | BRASOV | Brasov | 0.8 | 1.8 | 0.010478 | 108000
iesire | SM0867D2 | LUBRIFIN BRASOV | VSM08 | DISTRIGAZ SUD RETELE | DISTSR | SC DISTRIGAZ SUD RETELE SRL | OSD | BRASOV | Brasov | 0.8 | 1.8 | 0.010484 | 84000
iesire | SM0868D0 | ZERIND | VSM15 | GAZ VEST | GAZVST | SC GAZ VEST SA | OSD | ZERIND | Arad | 0.8 | 1.4 | 0.010691 | 52800
iesire | SM0869D0 | MEDGIDIA | VSM08 | DISTRIGAZ SUD RETELE | DISTSR | SC DISTRIGAZ SUD RETELE SRL | OSD | MEDGIDIA | Constanta | 2 | 4.8 | 0.011469 | 720000
iesire | SM0870D0 | NASAUD | VSM06 | CPL CONCORDIA | CPLCNC | CPL CONCORDIA FILIALA CLUJ ROMANIA SRL | OSD | NASAUD | Bistrita-Nasaud | 1 | 1.8 | 0.010506 | 240000
iesire | SM0871D0 | COJOCNA | VSM06 | CPL CONCORDIA | CPLCNC | CPL CONCORDIA FILIALA CLUJ ROMANIA SRL | OSD | COJOCNA | Cluj | 0.8 | 1.2 | 0.010797 | 28800
iesire | SM0872D0 | VOLUNTARI | VSM24 | PREMIER ENERGY | PTRMDG | SC COVI CONSTRUCT 2000 SRL | OSD | VOLUNTARI | Bucuresti | 1.6 | 2 | 0.010867 | 240000
iesire | SM0872D1 | AFUMATI | VSM19 | MEGACONSTRUCT | MEGCST | SC MEGACONSTRUCT SA | OSD | VOLUNTARI | Bucuresti | 1 | 1.3 | 0.010869 | 120000
iesire | SM0873D0 | CET CUCI (LUDUS) |  |  | RGZSPE | SNGN ROMGAZ SA - SPEE | CD | CUCI | Mures | 0.8 | 2.5 | 0.010499 | 6000000
iesire | SM0874D0 | SC COMPLEX HOLCIM CAMPULUNG SE | VSM39 | HOLCIM (ROMANIA) | HOLCCL | SC HOLCIM (ROMANIA) SA | CD | CAMPULUNG | Arges | 0.1 | 0.8 | 0.010934 | 2400
iesire | SM0875D0 | BERCENI PH | VSM08 | DISTRIGAZ SUD RETELE | DISTSR | SC DISTRIGAZ SUD RETELE SRL | OSD | BERCENI PH | Prahova | 0.7 | 2 | 0.010573 | 36000
iesire | SM0876D0 | RACOVITA | VSM10 | DELGAZ GRID | EGDTGM | DELGAZ GRID SA | OSD | RACOVITA | Sibiu | 1.2 | 1.8 | 0.010476 | 7000
iesire | SM0877D1 | GURA SUTII | VSM08 | DISTRIGAZ SUD RETELE | DISTSR | SC DISTRIGAZ SUD RETELE SRL | OSD | GURA SUTII | Dimbovita | 0.5 | 2 | 0.010502 | 5280
iesire | SM0877D2 | GURA SUTII-GAESTI | VSM08 | DISTRIGAZ SUD RETELE | DISTSR | SC DISTRIGAZ SUD RETELE SRL | OSD | GAESTI | Dimbovita | 1 | 1.8 | 0.010493 | 120000
iesire | SM0881D0 | SAG | VSM15 | GAZ VEST | GAZVST | SC GAZ VEST SA | OSD | SAG | Timis | 0.8 | 1.8 | 0.010612 | 52800
iesire | SM0882D0 | LANCRAM I HORIA | VSM10 | DELGAZ GRID | EGDTGM | DELGAZ GRID SA | OSD | LANCRAM | Alba | 0.8 | 2 | 0.010467 | 480
iesire | SM0884D0 | HALAUCESTI | VSM10 | DELGAZ GRID | EGDTGM | DELGAZ GRID SA | OSD | HALAUCESTI | Iasi | 0.6 | 1.5 | 0.010726 | 120000
iesire | SM0886D0 | LETCANI | VSM10 | DELGAZ GRID | EGDTGM | DELGAZ GRID SA | OSD | LETCANI | Iasi | 0.8 | 2 | 0.010721 | 28800
iesire | SM0887D0 | SC TRAKIA AUTO SELIMBAR |  |  | TRAKIA | SC TRAKIA AUTO SRL | CD | SELIMBAR | Sibiu | 1.2 | 1.8 | 0.010473 | 7000
iesire | SM0888D0 | SC INTERCAR SELIMBAR |  |  | INTCAR | SC INTERCAR SRL | CD | SELIMBAR | Sibiu | 1.2 | 1.8 | 0.010472 | 4500
iesire | SM0889D0 | ORLAT | VSM10 | DELGAZ GRID | EGDTGM | DELGAZ GRID SA | OSD | ORLAT | Sibiu | 1.2 | 1.8 | 0.0105 | 7000
iesire | SM0890D0 | CLEJA | VSM10 | DELGAZ GRID | EGDTGM | DELGAZ GRID SA | OSD | CLEJA | Bacau | 0.8 | 2 | 0.010706 | 52800
iesire | SM0891D0 | NICOLAE BALCESCU | VSM10 | DELGAZ GRID | EGDTGM | DELGAZ GRID SA | OSD | NICOLAE BALCESCU | Bacau | 0.8 | 1.8 | 0.010723 | 52800
iesire | SM0892D0 | SASCIORI | VSM08 | DISTRIGAZ SUD RETELE | DISTSR | SC DISTRIGAZ SUD RETELE SRL | OSD | SASCIORI | Brasov | 0.8 | 1.8 | 0.010454 | 28800
iesire | SM0893D0 | MIRESU MARE | VSM10 | DELGAZ GRID | EGDTGM | DELGAZ GRID SA | OSD | MIRESU MARE | Maramures | 1 | 1.5 | 0.010577 | 52800
iesire | SM0894D0 | COSTEIU | VSM15 | GAZ VEST | GAZVST | SC GAZ VEST SA | OSD | COSTEIU | Timis | 0.8 | 1.4 | 0.010593 | 52800
iesire | SM0895D0 | SC AGRO IMOBILIARE TIMISOARA |  |  | INCOII | SC AGRO IMOBILIARE SRL | CD | TIMISOARA | Timis | 1 | 1.8 | 0.010719 | 48000
iesire | SM0896D0 | MUNTENII DE JOS | VSM16 | GAZ EST | GZESTV | SC GAZ EST SA | OSD | MUNTENII DE JOS | Vaslui | 1 | 4 | 0.010861 | 28800
iesire | SM0897D0 | REDIU IS | VSM10 | DELGAZ GRID | EGDTGM | DELGAZ GRID SA | OSD | REDIU | Iasi | 0.8 | 1.5 | 0.010718 | 28800
iesire | SM0898D0 | SATU MARE III | VSM10 | DELGAZ GRID | EGDTGM | DELGAZ GRID SA | OSD | SATU MARE | Satu Mare | 1 | 2 | 0.010521 | 480000
iesire | SM0900D1 | CET ORADEA | VSM09 | DISTRIGAZ VEST | DISTVO | SC DISTRIGAZ VEST SA | OSD | ORADEA | Bihor | 2.5 | 4.5 | 0.010752 | 288000
iesire | SM0900D2 | ORADEA II | VSM09 | DISTRIGAZ VEST | DISTVO | SC DISTRIGAZ VEST SA | OSD | ORADEA | Bihor | 1.2 | 4.5 | 0.01067 | 220800
iesire | SM0901D0 | SC AGROTURISM ORBENI |  |  | AGRORB | SC AGROTURISM OBERNI SRL | CD | ORBENI | Bacau | 0.04 | 0.06 | 0.010677 | 480
iesire | SM0903D0 | SEBESU DE SUS | VSM10 | DELGAZ GRID | EGDTGM | DELGAZ GRID SA | OSD | SEBESU DE SUS | Sibiu | 1.2 | 1.8 | 0.010475 | 4500
iesire | SM0904D0 | PELISOR | VSM10 | DELGAZ GRID | EGDTGM | DELGAZ GRID SA | OSD | PELISOR | Sibiu | 0.8 | 1.4 | 0.010473 | 6000
iesire | SM0905D0 | SC PUROLITE VICTORIA |  |  | PUROLT | SC PUROLITE SRL | CD | VICTORIA | Brasov | 0.8 | 1.8 | 0.01046 | 48000
iesire | SM0906D0 | AMARA | VSM08 | DISTRIGAZ SUD RETELE | DISTSR | SC DISTRIGAZ SUD RETELE SRL | OSD | AMARA | Ialomita | 1 | 2 | 0.010901 | 189480
iesire | SM0907D0 | BERCENI IF | VSM23 | PROGAZ P&D | PROGAZ | SC PROGAZ P&D SA | OSD | BERCENI IF | Ilfov | 0.8 | 1.5 | 0.010867 | 120000
iesire | SM0908D0 | CORNESTI II CRIVATU | VSM08 | DISTRIGAZ SUD RETELE | DISTSR | SC DISTRIGAZ SUD RETELE SRL | OSD | CRIVATU | Dimbovita | 0.5 | 1.8 | 0.010839 | 6720
iesire | SM0909D0 | SC PA&CO INTERNATIONAL OITUZ LOCUINTA | VSM42 | PA&CO INTERNATIONAL | PACOTZ | SC PA&CO INTERNATIONAL SRL | CD | OITUZ | Bacau | 0.05 | 0.08 | 0.010573 | 2400
iesire | SM0911D0 | CEFIN (IVECO) CHIAJNA | VSM08 | DISTRIGAZ SUD RETELE | DISTSR | SC DISTRIGAZ SUD RETELE SRL | OSD | CHIAJNA | Ilfov | 1 | 2 | 0.010897 | 120000
iesire | SM0912D0 | MADARAS BH | VSM15 | GAZ VEST | GAZVST | SC GAZ VEST SA | OSD | MADARAS BH | Bihor | 0.8 | 1.8 | 0.01064 | 12000
iesire | SM0913D0 | CRISTESTI IS | VSM10 | DELGAZ GRID | EGDTGM | DELGAZ GRID SA | OSD | CRISTESTI | Iasi | 0.6 | 1 | 0.010726 | 52800
iesire | SM0914D0 | SIMAND | VSM15 | GAZ VEST | GAZVST | SC GAZ VEST SA | OSD | SIMAND | Arad | 0.8 | 1.4 | 0.010688 | 52800
iesire | SM0915D0 | INEU | VSM15 | GAZ VEST | GAZVST | SC GAZ VEST SA | OSD | INEU | Arad | 0.8 | 1.8 | 0.010685 | 120000
iesire | SM0916D0 | SANTAUL MIC | VSM10 | DELGAZ GRID | EGDTGM | DELGAZ GRID SA | OSD | SANTAUL MIC | Bihor | 1 | 1.5 | 0.010716 | 28800
iesire | SM0917D0 | ODOREU | VSM10 | DELGAZ GRID | EGDTGM | DELGAZ GRID SA | OSD | ODOREU | Satu Mare | 1 | 1.5 | 0.01058 | 28800
iesire | SM0918D0 | DOMNESTI | VSM08 | DISTRIGAZ SUD RETELE | DISTSR | SC DISTRIGAZ SUD RETELE SRL | OSD | DOMNESTI | Ilfov | 1 | 2 | 0.01091 | 120000
iesire | SM0919D1 | TULCEA |  |  | TULCGZ | SC TULCEA GAZ SA | OSD | TULCEA | Tulcea | 2.5 | 5 | 0.011327 | 768000
iesire | SM0919D2 | SC ALUM TULCEA |  |  | ALUMTL | SC ALUM SA | CD | TULCEA | Tulcea | 4.5 | 6 | 0.011255 | 1320000
iesire | SM0920D0 | HUSI | VSM16 | GAZ EST | GZESTV | SC GAZ EST SA | OSD | HUSI | Vaslui | 1 | 4 | 0.010862 | 240000
iesire | SM0921D0 | SIBIU III | VSM10 | DELGAZ GRID | EGDTGM | DELGAZ GRID SA | OSD | SIBIU | Sibiu | 1.5 | 1.8 | 0.010482 | 720000
iesire | SM0922D0 | SNAGOV | VSM24 | PREMIER ENERGY | PTRMDG | SC PREMIER ENERGY SRL | OSD | SNAGOV | Ilfov | 3 | 5 | 0.010896 | 120000
iesire | SM0923D0 | GRADINARI | VSM41 | OMV PETROM | PETRLD | SC OMV PETROM SA (LIVRARE DIRECTA) | CD | STOENESTI | Giurgiu | 5 | 30 | 0.01092 | 60000
iesire | SM0924D0 | ORBENI | VSM10 | DELGAZ GRID | EGDTGM | DELGAZ GRID SA | OSD | ORBENI | Bacau | 0.8 | 1.8 | 0.010864 | 28800
iesire | SM0925D0 | SABAOANI | VSM04 | CORDUN GAZ | CORDGZ | SC CORDUN GAZ SA | OSD | SABAOANI | Neamt | 0.7 | 1.8 | 0.010719 | 120000
iesire | SM0926D0 | SC RAGESOR MOTEL TRIFESTI |  |  | RAGESR | SC RAGESOR SRL | CD | TRIFESTI | Neamt | 0.8 | 1 | 0.010683 | 1560
iesire | SM0928D0 | TANDAREI | VSM08 | DISTRIGAZ SUD RETELE | DISTSR | SC DISTRIGAZ SUD RETELE SRL | OSD | TANDAREI | Ialomita | 1 | 2 | 0.010922 | 480000
iesire | SM0929D0 | IANCULESTI | VSM10 | DELGAZ GRID | EGDTGM | DELGAZ GRID SA | OSD | IANCULESTI | Satu Mare | 1 | 1.5 | 0.010444 | 38400
iesire | SM0930D0 | MIRSID | VSM06 | CPL CONCORDIA | CPLCNC | CPL CONCORDIA FILIALA CLUJ ROMANIA SRL | OSD | MIRSID | Salaj | 0.8 | 1.5 | 0.010688 | 52800
iesire | SM0931D0 | SC CARTOGATE GROUP CATELU | VSM08 | DISTRIGAZ SUD RETELE | DISTSR | SC DISTRIGAZ SUD RETELE SRL | OSD | CATELU | Ilfov | 0.8 | 1.2 | 0.010907 | 3840
iesire | SM0932D0 | SC WIENERBERGER GURA OCNITEI | VSM44 | WIENERBERGER | WIENGO | SC WIENERBERGER SISTEME DE CARAMIZI SRL | CD | GURA OCNITEI | Dimbovita | 1.2 | 2 | 0.01049 | 76800
iesire | SM0933D0 | SC CONSULTING&MANAGEMENT AP MIERCUREA CI |  |  | GABYSP | SC CONSULTING&MANAGEMENT AP SA | CD | MIERCUREA CIUC | Harghita | 0.8 | 1.8 | 0.010592 | 2400
iesire | SM0934D0 | CARACAL | VSM08 | DISTRIGAZ SUD RETELE | DISTSR | SC DISTRIGAZ SUD RETELE SRL | OSD | CARACAL | Olt | 2 | 3 | 0.010961 | 120000
iesire | SM0936D0 | CHIZATAU | VSM10 | DELGAZ GRID | EGDTGM | DELGAZ GRID SA | OSD | CHIZATAU | Timis | 0.8 | 2 | 0.010574 | 156000
iesire | SM0937D1 | SC PERLA HARGHITEI SANCRAIENI |  |  | PERLHG | SC PERLA HARGHITEI SA | CD | SANCRAIENI | Harghita | 0.8 | 2 | 0.010625 | 24000
iesire | SM0937D2 | SANCRAIENI | VSM18 | HARGAZ HARGHITA GAZ | HARGAZ | SC HARGAZ HARGHITA GAZ SA | OSD | SANCRAIENI | Harghita | 0.8 | 2.2 | 0.010613 | 24000
iesire | SM0938D0 | RUCAR | VSM08 | DISTRIGAZ SUD RETELE | DISTSR | SC DISTRIGAZ SUD RETELE SRL | OSD | RUCAR | Brasov | 0.8 | 1.8 | 0.010989 | 120000
iesire | SM0939D0 | PODOLENI | VSM10 | DELGAZ GRID | EGDTGM | DELGAZ GRID SA | OSD | PODOLENI | Neamt | 0.8 | 2 | 0.011529 | 28800
iesire | SM0940D0 | SC EUROVIA BRAGADIRU |  |  | EUROVI | SC EUROVIA-CONSTRUCT INTERNATIONAL SA | CD | BRAGADIRU | Ilfov | 1.6 | 1.8 | 0.010936 | 24000
iesire | SM0941D0 | BRANESTI | VSM24 | PREMIER ENERGY | PTRMDG | SC PREMIER ENERGY SRL | OSD | BRANESTI | Ilfov | 1 | 1.3 | 0.010797 | 96000
iesire | SM0942D0 | SANTANDREI HD | VSM10 | DELGAZ GRID | EGDTGM | DELGAZ GRID SA | OSD | SANTANDREI | Hunedoara | 0.8 | 2 | 0.010578 | 13440
iesire | SM0943D0 | VETIS | VSM15 | GAZ VEST | GAZVST | SC GAZ VEST SA | OSD | VETIS | Satu Mare | 0.8 | 1.9 | 0.010571 | 52800
iesire | SM0944D0 | SC ANTR. DE LUCR. DRUM.SI POD. TG. NEAMT |  |  | ANDPTN | SC ANTR DE LUC DRUMURI SI PODURI IASI SA | CD | TIMISESTI | Neamt | 0.4 | 2 | 0.010714 | 28800
iesire | SM0947D1 | SC ALRO SLATINA |  |  | ALROSL | SC ALRO SA | CD | SLATINA | Olt | 2.5 | 2.9 | 0.010977 | 936000
iesire | SM0947D2 | SLATINA | VSM08 | DISTRIGAZ SUD RETELE | DISTSR | SC DISTRIGAZ SUD RETELE SRL | OSD | SLATINA | Olt | 2.5 | 2.9 | 0.010972 | 480000
iesire | SM0948D0 | ALEXANDRIA | VSM28 | WIROM GAS | WIROMB | SC WIROM GAS SA | OSD | ALEXANDRIA | Teleorman | 1 | 2 | 0.010961 | 720000
iesire | SM0950D0 | LIESTI | VSM08 | DISTRIGAZ SUD RETELE | DISTSR | SC DISTRIGAZ SUD RETELE SRL | OSD | LIESTI | Galati | 1 | 4 | 0.010808 | 120000
iesire | SM0952D0 | SINCA NOUA | VSM08 | DISTRIGAZ SUD RETELE | DISTSR | SC DISTRIGAZ SUD RETELE SRL | OSD | SINCA NOUA | Brasov | 0.8 | 1.8 | 0.010482 | 9600
iesire | SM0953D0 | ULMENI | VSM10 | DELGAZ GRID | EGDTGM | DELGAZ GRID SA | OSD | ULMENI | Maramures | 1 | 1.8 | 0.010689 | 240000
iesire | SM0954D0 | BENESAT | VSM06 | CPL CONCORDIA | CPLCNC | CPL CONCORDIA FILIALA CLUJ ROMANIA SRL | OSD | BENESAT | Salaj | 1 | 3.9 | 0.010681 | 120000
iesire | SM0955D0 | SIMLEU SILVANIEI | VSM02 | AMARAD | AMRDAR | SC AMARAD DISTRIBUTIE SRL | OSD | SIMLEUL SILVANIEI | Salaj | 1.4 | 1.8 | 0.010697 | 240000
iesire | SM0957D0 | SIMIONESTI | VSM04 | CORDUN GAZ | CORDGZ | SC CORDUN GAZ SA | OSD | SIMIONESTI | Neamt | 1 | 1.8 | 0.010719 | 24000
iesire | SM0957D1 | SIMIONESTI II | VSM04 | CORDUN GAZ | CORDGZ | SC CORDUN GAZ SA | OSD | SIMIONESTI | Neamt | 4 | 5.8 | 0.010724 | 72000
iesire | SM0958D0 | VALCELE | VSM06 | CPL CONCORDIA | CPLCNC | CPL CONCORDIA FILIALA CLUJ ROMANIA SRL | OSD | VALCELE | Cluj | 0.8 | 1.2 | 0.010562 | 52800
iesire | SM0959D0 | PARC INDUSTRIAL VIDRASAU | VSM10 | DELGAZ GRID | EGDTGM | DELGAZ GRID SA | OSD | VIDRASAU | Mures | 1 | 2.2 | 0.010499 | 122880
iesire | SM0960D0 | GODINESTI | VSM08 | DISTRIGAZ SUD RETELE | DISTSR | SC DISTRIGAZ SUD RETELE SRL | OSD | GODINESTI | Gorj | 0.7 | 1.2 | 0.010566 | 120000
iesire | SM0961D0 | SIRET | VSM24 | PREMIER ENERGY | PTRMDG | SC PREMIER ENERGY SRL | OSD | SIRET | Suceava | 1 | 1.2 | 0.010718 | 52800
iesire | SM0962D0 | OLTENITA | VSM28 | WIROM GAS | WIROMB | SC WIROM GAS SA | OSD | OLTENITA | Calarasi | 2 | 4.2 | 0.010798 | 504000
iesire | SM0963D0 | CORNESTI GJ | VSM08 | DISTRIGAZ SUD RETELE | DISTSR | SC DISTRIGAZ SUD RETELE SRL | OSD | CORNESTI | Gorj | 0.7 | 1.2 | 0.01058 | 60000
iesire | SM0964D0 | COLONESTI | VSM08 | DISTRIGAZ SUD RETELE | DISTSR | SC DISTRIGAZ SUD RETELE SRL | OSD | COLONESTI | Olt | 1 | 2 | 0.01095 | 120000
iesire | SM0965D0 | RECEA | VSM08 | DISTRIGAZ SUD RETELE | DISTSR | SC DISTRIGAZ SUD RETELE SRL | OSD | RECEA | Brasov | 0.8 | 1.8 | 0.010455 | 38400
iesire | SM0966D0 | OLTET | VSM08 | DISTRIGAZ SUD RETELE | DISTSR | SC DISTRIGAZ SUD RETELE SRL | OSD | OLTET | Brasov | 0.8 | 1.6 | 0.010454 | 12000
iesire | SM0968D0 | IVESTI (VEGA 93) | VSM27 | VEGA 93 | VEGA93 | SC VEGA 93 SRL | OSD | IVESTI | Galati | 0.8 | 3 | 0.010799 | 120000
iesire | SM0969D0 | RAHAU RAPEL | VSM10 | DELGAZ GRID | EGDTGM | DELGAZ GRID SA | OSD | RAHAU | Alba | 0.8 | 1.8 | 0.010513 | 4800
iesire | SM0970D0 | MOLDOVENESTI | VSM06 | CPL CONCORDIA | CPLCNC | CPL CONCORDIA FILIALA CLUJ ROMANIA SRL | OSD | MOLDOVENESTI | Cluj | 1 | 3 | 0.010566 | 120000
iesire | SM0971D0 | ABRAMUT | VSM41 | OMV PETROM | PETRLD | SC OMV PETROM SA (LIVRARE DIRECTA) | CD | ABRAMUT | Bihor | 5 | 15 | 0.010532 | 156000
iesire | SM0974D0 | MIHAIL KOGALNICEANU | VSM08 | DISTRIGAZ SUD RETELE | DISTSR | SC DISTRIGAZ SUD RETELE SRL | OSD | MIHAIL KOGALNICEANU | Constanta | 1 | 1.8 | 0.011486 | 120000
iesire | SM0978D0 | SC RULMENTI BARLAD |  |  | RULMNT | SC RULMENTI SA | CD | BARLAD | Vaslui | 5 | 6 | 0.010921 | 288000
iesire | SM0979D0 | SC GECSAT TARNAVENI |  |  | GECSAT | SC GECSAT SA | CD | TARNAVENI | Mures | 0.6 | 2 | 0.010468 | 28800
iesire | SM0980D0 | MATCA (VEGA 93) | VSM27 | VEGA 93 | VEGA93 | SC VEGA 93 SRL | OSD | MATCA | Galati | 0.8 | 4 | 0.01079 | 120000
iesire | SM0981D0 | FIZESU GHERLII | VSM06 | CPL CONCORDIA | CPLCNC | CPL CONCORDIA FILIALA CLUJ ROMANIA SRL | OSD | FIZESU GHERLII | Cluj | 0.8 | 1.5 | 0.010561 | 28800
iesire | SM0982D0 | VALEA MARIEI | VSM15 | GAZ VEST | GAZVST | SC GAZ VEST SA | OSD | NEGRESTI OAS | Satu Mare | 0.8 | 1.2 | 0.01054 | 3840
iesire | SM0983D0 | ZIMNICEA | VSM24 | PREMIER ENERGY | PTRMDG | SC PREMIER ENERGY SRL | OSD | ZIMNICEA | Teleorman | 1.6 | 6 | 0.010959 | 288000
iesire | SM0985D0 | MISENTEA | VSM18 | HARGAZ HARGHITA GAZ | HARGAZ | SC HARGAZ HARGHITA GAZ SA | OSD | MISENTEA | Harghita | 0.8 | 1.8 | 0.010638 | 28800
iesire | SM0986D0 | BOLINTIN DEAL | VSM11 | EURO SEVEN INDUSTRY | EURSVN | SC EURO SEVEN INDUSTRY SRL | OSD | BOLINTIN DEAL | Giurgiu | 1 | 2 | 0.01091 | 67200
iesire | SM0988D0 | VINTU DE JOS II | VSM10 | DELGAZ GRID | EGDTGM | DELGAZ GRID SA | OSD | VINTU DE JOS | Alba | 2 | 4 | 0.010645 | 9600
iesire | SM0989D0 | SC PIONEER HI-BREAD SEEDS AGRO | VSM08 | DISTRIGAZ SUD RETELE | DISTSR | SC DISTRIGAZ SUD RETELE SRL | OSD | GANEASA | Ilfov | 1 | 4 | 0.01089 | 72000
iesire | SM0990D0 | SC PRODPROSPER PIATRA NEAMT |  |  | PRDPRS | SC PRODPROSPER SRL | CD | DUMBRAVA ROSIE | Neamt | 1.4 | 2 | 0.011186 | 9600
iesire | SM0991D1 | SC WIENERBERGER SIBIU | VSM44 | WIENERBERGER | WIENGO | SC WIENERBERGER SISTEME DE CARAMIZI SRL | CD | SIBIU | Sibiu | 1.2 | 2 | 0.010483 | 48000
iesire | SM0991D2 | SC WIENERBERGER II SIBIU | VSM44 | WIENERBERGER | WIENGO | SC TONDACH ROM PRODUCTION SIBI | CD | SIBIU | Sibiu | 1.2 | 2 | 0.010476 | 28800
iesire | SM0992D0 | SIGHETU MARMATIEI |  |  | BERGSG | SC BERG SISTEM GAZ SA | OSD | SARASAU | Maramures | 1 | 1.5 | 0.010539 | 240000
iesire | SM0993D0 | MOTRU | VSM24 | PREMIER ENERGY | PTRMDG | SC PREMIER ENERGY SRL | OSD | MOTRU | Gorj | 1 | 1.7 | 0.010568 | 120000
iesire | SM0994D0 | MATASARI | VSM08 | DISTRIGAZ SUD RETELE | DISTSR | SC DISTRIGAZ SUD RETELE SRL | OSD | MATASARI | Gorj | 2 | 5.5 | 0.010566 | 96000
iesire | SM0996D0 | SC SAINT GOBAIN CALARASI |  |  | SNTGOB | SC SAINT-GOBAIN GLASS ROMANIA SRL | CD | CALARASI | Calarasi | 4.6 | 5.4 | 0.010923 | 168000
iesire | SM0997D0 | HORIA AR | VSM10 | DELGAZ GRID | EGDTGM | DELGAZ GRID SA | OSD | HORIA | Arad | 0.8 | 1.8 | 0.010776 | 52800
iesire | SM0998D0 | CARTIER SIRET GALATI | VSM08 | DISTRIGAZ SUD RETELE | DISTSR | SC DISTRIGAZ SUD RETELE SRL | OSD | GALATI | Galati | 1 | 3 | 0.011493 | 4800
iesire | SM0999D0 | SC GORDON PROD BULGARENI |  |  | GORDON | SC GORDON PROD SRL | CD | BULGARENI | Harghita | 0.8 | 1.8 | 0.010583 | 12000
iesire | SM1000D0 | GHEORGHIENI | VSM18 | HARGAZ HARGHITA GAZ | HARGAZ | SC HARGAZ HARGHITA GAZ SA | OSD | GHEORGHIENI | Harghita | 3 | 5 | 0.01061 | 76800
iesire | SM1001D0 | SC SICERAM SIGHISOARA |  |  | SICERM | SC SICERAM SA | CD | SIGHISOARA | Mures | 0.8 | 2.5 | 0.010501 | 120000
iesire | SM1002D0 | COGEALAC | VSM08 | DISTRIGAZ SUD RETELE | DISTSR | SC DISTRIGAZ SUD RETELE SRL | OSD | COGEALAC | Constanta | 1.1 | 1.8 | 0.011494 | 52800
iesire | SM1003D0 | MICFALAU | VSM21 | OLIGOPOL | OLIGPL | SC OLIGOPOL SRL | OSD | MICFALAU | Covasna | 0.8 | 1.8 | 0.010421 | 28800
iesire | SM1004D0 | PORTLAND CHIAJNA | VSM08 | DISTRIGAZ SUD RETELE | DISTSR | SC DISTRIGAZ SUD RETELE SRL | OSD | DRAGOMIRESTI VALE | Ilfov | 1 | 2 | 0.010917 | 96000
iesire | SM1005D0 | STALPENI | VSM24 | PREMIER ENERGY | PTRMDG | SC PREMIER ENERGY SRL | OSD | STALPENI | Arges | 1.4 | 2 | 0.011027 | 120000
iesire | SM1006D0 | LELESTI | VSM08 | DISTRIGAZ SUD RETELE | DISTSR | SC DISTRIGAZ SUD RETELE SRL | OSD | LELESTI | Gorj | 0.7 | 1.2 | 0.010646 | 52800
iesire | SM1007D0 | SC PANALIM CISNADIE |  |  | PANALM | SC PANALIM SRL | CD | CISNADIE | Sibiu | 1.2 | 1.8 | 0.010476 | 7000
iesire | SM1008D0 | CARANI | VSM15 | GAZ VEST | GAZVST | SC GAZ VEST SA | OSD | CARANI | Timis | 1 | 1.8 | 0.011133 | 36000
iesire | SM1010D0 | FELDIOARA | VSM21 | OLIGOPOL | OLIGPL | SC OLIGOPOL SRL | OSD | FELDIOARA | Brasov | 0.8 | 1.8 | 0.010446 | 24000
iesire | SM1011D0 | SC GRAELLS PREJMER | VSM08 | DISTRIGAZ SUD RETELE | DISTSR | SC DISTRIGAZ SUD RETELE SRL | OSD | PREJMER | Brasov | 0.8 | 1.8 | 0.01048 | 132000
iesire | SM1012D0 | LEHLIU GARA-DOR MARUNT | VSM19 | MEGACONSTRUCT | MEGCST | SC MEGACONSTRUCT SA | OSD | DORMARUNT | Calarasi | 2 | 3 | 0.010976 | 144000
iesire | SM1013D0 | FETESTI | VSM08 | DISTRIGAZ SUD RETELE | DISTSR | SC DISTRIGAZ SUD RETELE SRL | OSD | FETESTI | Ialomita | 1 | 2 | 0.010905 | 360000
iesire | SM1014D0 | BANCU | VSM18 | HARGAZ HARGHITA GAZ | HARGAZ | SC HARGAZ HARGHITA GAZ SA | OSD | BANCU | Harghita | 0.8 | 1.8 | 0.010643 | 52800
iesire | SM1015D0 | DRUMSERV ERNEI |  |  | DRUMSV | SC DRUMSERV SA | CD | ERNEI | Mures | 1 | 2.4 | 0.010465 | 36000
iesire | SM1016D0 | SC EUROCARAMIDA BIHARIA |  |  | EURCAR | SC EUROCARAMIDA SA | CD | BIHARIA | Bihor | 0.9 | 1.5 | 0.01062 | 28800
iesire | SM1017D0 | CRIZBAV | VSM08 | DISTRIGAZ SUD RETELE | DISTSR | SC DISTRIGAZ SUD RETELE SRL | OSD | CRIZBAV | Brasov | 0.8 | 1.8 | 0.010452 | 36000
iesire | SM1018D0 | SC VRANCART ADJUD |  |  | VRNCRT | SC VRANCART SA | CD | ADJUD | Vrancea | 1.5 | 2 | 0.010846 | 48000
iesire | SM1019D0 | COSTESTI | VSM16 | GAZ EST | GZESTV | SC GAZ EST SA | OSD | COSTESTI | Vaslui | 1 | 4 | 0.01091 | 28800
iesire | SM1020D0 | SANANDREI | VSM15 | GAZ VEST | GAZVST | SC GAZ VEST SA | OSD | SANANDREI | Timis | 1 | 1.8 | 0.011132 | 52800
iesire | SM1020D1 | SC SIRD SANANDREI | VSM15 | GAZ VEST | GAZVST | SC GAZ VEST SA | OSD | SANANDREI | Timis | 2.5 | 4.1 | 0.0112 | 120000
iesire | SM1021D0 | UTVIN | VSM26 | TIMGAZ | TIMGZB | SC TIMGAZ SA | OSD | UTVIN | Timis | 1 | 1.8 | 0.010622 | 48000
iesire | SM1022D0 | SC ISOVOLTA SEDIU BUCURESTI |  |  | ISOVOL | SC ISOVOLTA SA | CD | BUCURESTI | Bucuresti | 0.8 | 1.4 | 0.0109 | 48000
iesire | SM1023D0 | RUDENI | VSM08 | DISTRIGAZ SUD RETELE | DISTSR | SC DISTRIGAZ SUD RETELE SRL | OSD | RUDENI | Ilfov | 1.3 | 2 | 0.010922 | 120000
iesire | SM1024D0 | TARGU FRUMOS II | VSM10 | DELGAZ GRID | EGDTGM | DELGAZ GRID SA | OSD | TARGU FRUMOS | Iasi | 0.6 | 0.8 | 0.010724 | 4800
iesire | SM1025D0 | IZVORU MURESULUI | VSM18 | HARGAZ HARGHITA GAZ | HARGAZ | SC HARGAZ HARGHITA GAZ SA | OSD | IZVORU MURESULUI | Harghita | 0.8 | 1.8 | 0.010609 | 15600
iesire | SM1026D0 | SANMARTIN HG | VSM18 | HARGAZ HARGHITA GAZ | HARGAZ | SC HARGAZ HARGHITA GAZ SA | OSD | SANMARTIN | Harghita | 0.8 | 1.8 | 0.010646 | 28800
iesire | SM1027D0 | ION NECULCE | VSM10 | DELGAZ GRID | EGDTGM | DELGAZ GRID SA | OSD | RAZBOIENI | Iasi | 0.8 | 1 | 0.010721 | 4800
iesire | SM1028D0 | SACALAZ | VSM15 | GAZ VEST | GAZVST | SC GAZ VEST SA | OSD | SACALAZ | Timis | 0.8 | 1.8 | 0.010627 | 52800
iesire | SM1030D0 | SALISTE | VSM10 | DELGAZ GRID | EGDTGM | DELGAZ GRID SA | OSD | SALISTE | Sibiu | 1.2 | 1.8 | 0.010516 | 7000
iesire | SM1031D0 | SC EGGER RADAUTI |  |  | EGGERR | SC EGGER ROMANIA SRL | CD | RADAUTI | Suceava | 3 | 3.6 | 0.010574 | 288000
iesire | SM1032D0 | VINGA | VSM15 | GAZ VEST | GAZVST | SC GAZ VEST SA | OSD | VINGA | Arad | 0.8 | 1.4 | 0.011127 | 48000
iesire | SM1033D0 | PECICA | VSM10 | DELGAZ GRID | EGDTGM | DELGAZ GRID SA | OSD | PECICA | Arad | 1.8 | 2.5 | 0.01069 | 120000
iesire | SM1034D0 | SC KRONOSPAN STUPINI BRASOV |  |  | KRONOS | SC KRONOSPAN ROMANIA SRL | CD | BRASOV | Brasov | 3 | 3.5 | 0.010475 | 432000
iesire | SM1035D0 | CURTUISENI | VSM15 | GAZ VEST | GAZVST | SC GAZ VEST SA | OSD | VASAD | Bihor | 1.2 | 2 | 0.010447 | 48000
iesire | SM1035D1 | VASAD | VSM15 | GAZ VEST | GAZVST | SC GAZ VEST SA | OSD | VASAD | Bihor | 0.7 | 1.2 | 0.010444 | 24000
iesire | SM1037D0 | MISCHII | VSM08 | DISTRIGAZ SUD RETELE | DISTSR | SC DISTRIGAZ SUD RETELE SRL | OSD | MISCHII | Dolj | 0.8 | 1 | 0.010563 | 120000
iesire | SM1038D0 | MOHU II EMILIAN | VSM10 | DELGAZ GRID | EGDTGM | DELGAZ GRID SA | OSD | SELIMBAR | Sibiu | 1.2 | 1.8 | 0.010467 | 4500
iesire | SM1039D0 | SIC | VSM06 | CPL CONCORDIA | CPLCNC | CPL CONCORDIA FILIALA CLUJ ROMANIA SRL | OSD | SIC | Cluj | 1 | 1.8 | 0.010549 | 120000
iesire | SM1041D0 | SEBESU DE JOS | VSM10 | DELGAZ GRID | EGDTGM | DELGAZ GRID SA | OSD | SEBESUL DE JOS | Sibiu | 1.2 | 2 | 0.010474 | 7200
iesire | SM1045D0 | BOTORCA CONSUMATORI DIVERSI | VSM10 | DELGAZ GRID | EGDTGM | DELGAZ GRID SA | OSD | BOTORCA | Mures | 0.6 | 1 | 0.010465 | 360
iesire | SM1046D0 | CASA MOGA HULA BLAJEL |  |  | CASAMO | SC CASA MOGA SRL | CD | BLAJEL | Sibiu | 0.8 | 1 | 0.010463 | 480
iesire | SM1047D0 | GIURGIU | VSM28 | WIROM GAS | WIROMB | SC WIROM GAS SA | OSD | GIURGIU | Giurgiu | 3.6 | 4 | 0.010872 | 1200000
iesire | SM1048D0 | MANASTIREA FAGET |  |  | MANFAG | MANASTIREA FAGET | CD | BECLEAN | Brasov | 0.8 | 1.2 | 0.010499 | 960
iesire | SM1049D0 | SELIMBAR II EPURARE | VSM10 | DELGAZ GRID | EGDTGM | DELGAZ GRID SA | OSD | MOHU | Sibiu | 1.2 | 1.8 | 0.01049 | 2400
iesire | SM1051D0 | JILAVA | VSM08 | DISTRIGAZ SUD RETELE | DISTSR | SC DISTRIGAZ SUD RETELE SRL | OSD | JILAVA | Ilfov | 2 | 4 | 0.010899 | 240000
iesire | SM1052D0 | VADURI | VSM10 | DELGAZ GRID | EGDTGM | DELGAZ GRID SA | OSD | VADURI | Neamt | 0.8 | 1.8 | 0.011009 | 28800
iesire | SM1053D0 | PODARI | VSM08 | DISTRIGAZ SUD RETELE | DISTSR | SC DISTRIGAZ SUD RETELE SRL | OSD | PODARI | Dolj | 2.5 | 4 | 0.010562 | 120000
iesire | SM1055D0 | SC AMBRO SUCEAVA |  |  | AMBRSV | SC AMBRO SA | CD | SUCEAVA | Suceava | 4 | 6 | 0.010658 | 156000
iesire | SM1056D0 | MEDIESU AURIT II | VSM10 | DELGAZ GRID | EGDTGM | DELGAZ GRID SA | OSD | MEDIESU AURIT | Satu Mare | 1 | 2 | 0.01055 | 14400
iesire | SM1058D0 | DROBETA-TURNU SEVERIN |  |  | MEHEDG | SC MEHEDINTI GAZ SA | OSD | DROBETA-TURNU SEVERI | Mehedinti | 2 | 3 | 0.010616 | 120000
iesire | SM1060D0 | SC CESIRO SIGHISOARA |  |  | CESIRO | SC CESIRO SIGHISOARA SA | CD | SIGHISOARA | Mures | 0.8 | 2.5 | 0.010482 | 60000
iesire | SM1061D0 | SC MANZAT PROD POPLACA |  |  | MANZAT | SC MANZAT PROD SRL | CD | POPLACA | Sibiu | 1.2 | 1.8 | 0.010595 | 7000
iesire | SM1062D0 | VACARESTI | VSM08 | DISTRIGAZ SUD RETELE | DISTSR | SC DISTRIGAZ SUD RETELE SRL | OSD | VACARESTI | Dimbovita | 1 | 1.8 | 0.010501 | 30720
iesire | SM1063D0 | SC TEHNOSTRADE UMB ADJUD |  |  | TEHNST | SC TEHNOSTRADE SRL | CD | ADJUD | Vrancea | 3 | 4.5 | 0.010677 | 168000
iesire | SM1064D0 | URZICENI INMAGAZINAT | VSM01 | ROMGAZ INMAGAZINAT | DEPRGZ | SNGN ROMGAZ SA- DEPOGAZ PLOIESTI SRL | OSI | URZICENI | Ialomita | 17 | 25 | 0.010946 | 3840000
iesire | SM1065D0 | BALACEANCA INMAGAZINAT | VSM01 | ROMGAZ INMAGAZINAT | DEPRGZ | SNGN ROMGAZ SA- DEPOGAZ PLOIESTI SRL | OSI | BALACEANCA | Ilfov | 15 | 25 | 0.010922 | 1000000
iesire | SM1066D0 | BUTIMANU INMAGAZINAT | VSM01 | ROMGAZ INMAGAZINAT | DEPRGZ | SNGN ROMGAZ SA- DEPOGAZ PLOIESTI SRL | OSI | BUTIMANU | Dimbovita | 18 | 28 | 0.010772 | 10500000
iesire | SM1070D0 | SARMAS INMAGAZINAT | VSM01 | ROMGAZ INMAGAZINAT | DEPRGZ | SNGN ROMGAZ SA- DEPOGAZ PLOIESTI SRL | OSI | SARMAS | Mures | 18 | 40 | 0.010521 | 7000000
iesire | SM1072D0 | STEFANESTII DE JOS | VSM08 | DISTRIGAZ SUD RETELE | DISTSR | SC DISTRIGAZ SUD RETELE SRL | OSD | STEFANESTII DE JOS | Ilfov | 1 | 2 | 0.010872 | 240000
iesire | SM1073D0 | SC MONSANTO SINESTI |  |  | MONSAN | SC MONSANTO ROMANIA SRL | CD | SINESTI | Ialomita | 2.5 | 4.5 | 0.01089 | 240000
iesire | SM1074D0 | SC PETROCART PIATRA NEAMT |  |  | PECART | SC PETROCART SA | CD | PIATRA NEAMT | Neamt | 3 | 6 | 0.011273 | 48000
iesire | SM1075D0 | BALTATI | VSM22 | PRISMA SERV COMPANY | PRISMA | SC PRISMA SERV COMPANY SRL | OSD | BALTATI | Iasi | 0.6 | 1 | 0.01072 | 28800
iesire | SM1076D0 | NUCET | VSM08 | DISTRIGAZ SUD RETELE | DISTSR | SC DISTRIGAZ SUD RETELE SRL | OSD | NUCET | Dimbovita | 1.1 | 1.4 | 0.010499 | 240000
iesire | SM1077D1 | SC CHIMCOMPLEX BORZESTI I | VSM33 | CHIMCOMPLEX | CHCBOR | SC CHIMCOMPLEX SA | CD | BORZESTI | Bacau | 1.5 | 2 | 0.010733 | 48000
iesire | SM1077D2 | SC CHIMCOMPLEX BORZESTI II | VSM33 | CHIMCOMPLEX | CHCBOR | SC CHIMCOMPLEX SA | CD | BORZESTI | Bacau | 7 | 20 | 0.010899 | 139200
iesire | SM1078D0 | MUNTENI | VSM08 | DISTRIGAZ SUD RETELE | DISTSR | SC DISTRIGAZ SUD RETELE SRL | OSD | MUNTENI | Galati | 1 | 2 | 0.011085 | 24000
iesire | SM1079D0 | SC BRAIPIG LACU SARAT |  |  | MREXLS | SC BRAIPIG SRL | CD | LACU SARAT | Braila | 2 | 5.9 | 0.01088 | 60000
iesire | SM1080D0 | C2 PITESTI | VSM41 | OMV PETROM | PETRLD | SC OMV PETROM SA (LIVRARE DIRECTA) | CD | BRADU | Arges | 6 | 25 | 0.010952 | 10000
iesire | SM1081D0 | TASNAD | VSM10 | DELGAZ GRID | EGDTGM | DELGAZ GRID SA | OSD | TASNAD | Satu Mare | 0.9 | 2 | 0.010704 | 192000
iesire | SM1082D0 | SC FIERCTC SIEBEL GALATI |  |  | FIERGL | SC FIERCTC SIBEL SRL | CD | SMARDAN | Galati | 1 | 4 | 0.010778 | 60000
iesire | SM1083D0 | CULCIU | VSM06 | CPL CONCORDIA | CPLCNC | CPL CONCORDIA FILIALA CLUJ ROMANIA SRL | OSD | CULCIU MARE | Satu Mare | 0.8 | 1.5 | 0.010696 | 86400
iesire | SM1085D0 | PISCOLT II | VSM10 | DELGAZ GRID | EGDTGM | DELGAZ GRID SA | OSD | PISCOLT | Satu Mare | 1 | 4 | 0.010487 | 72000
iesire | SM1086D0 | JOITA | VSM11 | EURO SEVEN INDUSTRY | EURSVN | SC EURO SEVEN INDUSTRY SRL | OSD | SABARENI | Giurgiu | 1 | 2 | 0.010501 | 240000
iesire | SM1087D0 | BUTEA | VSM07 | DESIGN PROIECT | DESIGN | SC DESIGN PROIECT SRL | OSD | BUTEA | Iasi | 0.6 | 0.8 | 0.010717 | 28800
iesire | SM1088D0 | PODU DAMBOVITEI | VSM08 | DISTRIGAZ SUD RETELE | DISTSR | SC DISTRIGAZ SUD RETELE SRL | OSD | PODU DAMBOVITEI | Arges | 0.8 | 1.8 | 0.010981 | 72000
iesire | SM1089D0 | SCHITU GOLESTI | VSM08 | DISTRIGAZ SUD RETELE | DISTSR | SC DISTRIGAZ SUD RETELE SRL | OSD | SCHITU GOLESTI | Arges | 1 | 2 | 0.011039 | 156000
iesire | SM1090D0 | SC CONPET BARAGANU | VSM36 | CONPET | COMPOR | SC CONPET SA | CD | BORCEA | Calarasi | 1 | 2 | 0.010846 | 15600
iesire | SM1091D0 | SC INDUSTRIA SARMEI CAMPIA TURZII |  |  | MECHEL | SC INDUSTRIA SARMEI CAMPIA TURZII SA | CD | CAMPIA TURZII | Cluj | 5 | 5.8 | 0.01053 | 156000
iesire | SM1092D0 | CARANI-PETROM | VSM41 | OMV PETROM | PETRLD | SC OMV PETROM SA (LIVRARE DIRECTA) | CD | CARANI | Timis | 8 | 20 | 0.010786 | 150000
iesire | SM1093D0 | SC SAINT GOBAIN RIGIPS TURDA |  |  | SNTRIG | SC SAINT GOBAIN CONST. PRODUCTS ROM. SRL | CD | TURDA | Cluj | 1.6 | 3 | 0.010517 | 120000
iesire | SM1094D0 | SC COMPREST OVIDIU |  |  | COMPRE | SC COMPREST UTIL SRL | CD | OVIDIU | Constanta | 2 | 2.2 | 0.011225 | 55200
iesire | SM1095D0 | ARDUD | VSM06 | CPL CONCORDIA | CPLCNC | CPL CONCORDIA FILIALA CLUJ ROMANIA SRL | OSD | ARDUD | Satu Mare | 0.8 | 2 | 0.010713 | 120000
iesire | SM1096D0 | SC SILCOTUB CALARASI | VSM43 | SILCOTUB | SILCOZL | SC SILCOTUB SA | CD | CALARASI | Calarasi | 5 | 6 | 0.010921 | 72000
iesire | SM1097D0 | TAMASENI | VSM20 | MIHOC OIL | MIHOCO | SC MIHOC OIL SRL | OSD | TAMASENI | Neamt | 2.1 | 6 | 0.010719 | 57360
iesire | SM1098D0 | SC LEMARCO CRISTAL URZICENI |  |  | LEMARC | SC LEMARCO CRISTAL SRL | CD | URZICENI | Ialomita | 1 | 3.5 | 0.01079 | 120000
iesire | SM1099D0 | GLODEANU - SILISTEA (CASOTA) | VSM08 | DISTRIGAZ SUD RETELE | DISTSR | SC DISTRIGAZ SUD RETELE SRL | OSD | GLODEANU-SILISTEA | Buzau | 1 | 2 | 0.010672 | 182160
iesire | SM1100D0 | TAMASEU | VSM15 | GAZ VEST | GAZVST | SC GAZ VEST SA | OSD | TAMASEU | Bihor | 0.8 | 1.5 | 0.01072 | 28800
iesire | SM1101D0 | SC IPEC ALBA IULIA |  |  | IPECAB | SC IPEC SA | CD | ALBA IULIA | Alba | 1 | 1.6 | 0.010583 | 52800
iesire | SM1102D0 | CODLEA II | VSM08 | DISTRIGAZ SUD RETELE | DISTSR | SC DISTRIGAZ SUD RETELE SRL | OSD | CODLEA | Brasov | 0.8 | 1.8 | 0.010277 | 24000
iesire | SM1103D0 | PLOIESTI - PARC INDUSTRIAL | VSM08 | DISTRIGAZ SUD RETELE | DISTSR | SC DISTRIGAZ SUD RETELE SRL | OSD | PLOIESTI | Prahova | 2 | 4 | 0.010805 | 168000
iesire | SM1104D0 | DOMNESTI AG | VSM08 | DISTRIGAZ SUD RETELE | DISTSR | SC DISTRIGAZ SUD RETELE SRL | OSD | DOMNESTI | Arges | 1 | 2 | 0.010992 | 156000
iesire | SM1105D0 | SC WIENERBERGER BOLDUT | VSM44 | WIENERBERGER | WIENGO | SC WIENERBERGER SISTEME DE CARAMIZI SRL | CD | BOLDUT | Cluj | 3 | 4 | 0.010512 | 48000
iesire | SM1106D0 | SC OMEGA PRODCOM TARNAVENI |  |  | OMEGAT | SC OMEGA PRODCOM SA | CD | TARNAVENI | Mures | 0.6 | 2 | 0.010473 | 7200
iesire | SM1107D0 | MACEA | VSM15 | GAZ VEST | GAZVST | SC GAZ VEST SA | OSD | MACEA | Arad | 0.8 | 1.7 | 0.010657 | 28800
iesire | SM1108D0 | DUMBRAVA ROSIE | VSM22 | PRISMA SERV COMPANY | PRISMA | SC PRISMA SERV COMPANY SRL | OSD | DUMBRAVA ROSIE | Neamt | 1 | 2 | 0.011081 | 28800
iesire | SM1109D0 | PANCIU | VSM12 | GAZMIR | GAZMIR | GAZMIR IASI SRL | OSD | PANCIU | Vrancea | 2 | 2.7 | 0.010815 | 15600
iesire | SM1110D0 | ODOBESTI | VSM12 | GAZMIR | GAZMIR | GAZMIR IASI SRL | OSD | FOCSANI | Vrancea | 1.5 | 2 | 0.010782 | 15600
iesire | SM1111D0 | VIDELE | VSM24 | PREMIER ENERGY | PTRMDG | SC PREMIER ENERGY SRL | OSD | VIDELE | Teleorman | 1 | 1.2 | 0.010911 | 120000
iesire | SM1112D0 | URLATI | VSM08 | DISTRIGAZ SUD RETELE | DISTSR | SC DISTRIGAZ SUD RETELE SRL | OSD | VALEA CALUGAREASCA | Prahova | 2 | 4.1 | 0.011001 | 288000
iesire | SM1113D0 | POIANA STICLARIEI | VSM08 | DISTRIGAZ SUD RETELE | DISTSR | SC DISTRIGAZ SUD RETELE SRL | OSD | POIANA BRASOV | Brasov | 0.8 | 1.8 | 0.010495 | 21600
iesire | SM1114D0 | CHITCANI | VSM16 | GAZ EST | GZESTV | SC GAZ EST SA | OSD | COSTESTI | Vaslui | 2.5 | 3 | 0.010789 | 24000
iesire | SM1115D0 | SC HAMMERER ALUMINIUM INDUSTRIES SANTANA |  |  | HAISAN | SC HAMMERER ALUMINIUM INDUSTRIES SRL | CD | SANTANA | Arad | 2.5 | 3.7 | 0.010628 | 43200
iesire | SM1116D0 | HALCHIU II | VSM08 | DISTRIGAZ SUD RETELE | DISTSR | SC DISTRIGAZ SUD RETELE SRL | OSD | SATU NOU | Brasov | 0.8 | 1.8 | 0.010447 | 19200
iesire | SM1118D0 | ROMSUINTEST NICULESTI | VSM08 | DISTRIGAZ SUD RETELE | DISTSR | SC DISTRIGAZ SUD RETELE SRL | OSD | NICULESTI | Dimbovita | 2.3 | 3.5 | 0.010902 | 36000
iesire | SM1120D0 | SC DACIA MIOVENI |  |  | DACIAM | SC AUTOMOBILE DACIA SA | CD | MIOVENI | Arges | 2 | 2.5 | 0.010959 | 945600
iesire | SM1121D0 | SC DONALAM CALARASI |  |  | DONALA | SC DONALAM SRL | CD | CALARASI | Calarasi | 4 | 4.5 | 0.01094 | 168000
iesire | SM1122D0 | RECEA CEMACON SALAJ | VSM06 | CPL CONCORDIA | CPLCNC | CPL CONCORDIA FILIALA CLUJ ROMANIA SRL | OSD | RECEA | Salaj | 1.5 | 2.5 | 0.010618 | 86400
iesire | SM1123D0 | ARICESTI II | VSM08 | DISTRIGAZ SUD RETELE | DISTSR | SC DISTRIGAZ SUD RETELE SRL | OSD | ARICESTI RAHTIVANI | Prahova | 1 | 2 | 0.01115 | 43200
iesire | SM1124D0 | LANCRAM II | VSM10 | DELGAZ GRID | EGDTGM | DELGAZ GRID SA | OSD | LANCRAM | Alba | 2.3 | 5 | 0.010469 | 240000
iesire | SM1125D0 | SC SPEDITION UMB CRISTESTI |  |  | UMBCRI | SC SPEDITION UMB SRL | CD | CRISTESTI | Iasi | 3.8 | 4.3 | 0.010548 | 74400
iesire | SM1126D0 | CAMPULUNG MOLDOVENESC |  |  | TENGAD | SC NOVA POWER & GAS SRL | OSD | CAMPULUNG MOLDOVENES | Suceava | 1.6 | 1.8 | 0.010506 | 120000
iesire | SM1127D0 | ROZNOV | VSM22 | PRISMA SERV COMPANY | PRISMA | SC PRISMA SERV COMPANY SRL | OSD | ROZNOV | Neamt | 0.8 | 2 | 0.011504 | 36000
iesire | SM1128D0 | MEDIESU AURIT III | VSM10 | DELGAZ GRID | EGDTGM | DELGAZ GRID SA | OSD | MEDIESU AURIT | Satu Mare | 1 | 1.4 | 0.010556 | 72000
iesire | SM1129D0 | PERISORU | VSM08 | DISTRIGAZ SUD RETELE | DISTSR | SC DISTRIGAZ SUD RETELE SRL | OSD | PERISORU | Calarasi | 1.3 | 5 | 0.010942 | 36000
iesire | SM1130D0 | SALCIOARA | VSM10 | DELGAZ GRID | EGDTGM | DELGAZ GRID SA | OSD | SALCIOARA | Vaslui | 1.5 | 3 | 0.01092 | 33600
iesire | SM1131D0 | BUDEASA | VSM25 | TEHNOLOGICA RADION | RADION | SC TEHNOLOGICA RADION SRL | OSD | BUDEASA MARE | Arges | 1 | 2 | 0.011051 | 72000
iesire | SM1132D0 | OARJA | VSM25 | TEHNOLOGICA RADION | RADION | SC TEHNOLOGICA RADION SRL | OSD | OARJA | Arges | 1 | 4 | 0.010951 | 84000
iesire | SM1133D0 | CERNICA II (BALACEANCA) | VSM24 | PREMIER ENERGY | PTRMDG | SC PREMIER ENERGY SRL | OSD | CERNICA | Ilfov | 1 | 1.5 | 0.010866 | 24000
iesire | SM1134D0 | SC TEREOS ROMANIA LUDUS |  |  | ZAHARL | SC TEREOS ROMANIA SA | CD | LUDUS | Mures | 4.5 | 5.8 | 0.010506 | 264000
iesire | SM1135D0 | BRASOV IV | VSM08 | DISTRIGAZ SUD RETELE | DISTSR | SC DISTRIGAZ SUD RETELE SRL | OSD | BRASOV | Brasov | 1 | 3.5 | 0.010505 | 14400
iesire | SM1136D0 | POSTA CALNAU | VSM08 | DISTRIGAZ SUD RETELE | DISTSR | SC DISTRIGAZ SUD RETELE SRL | OSD | POSTA CALNAU | Buzau | 2 | 4 | 0.010628 | 9600
iesire | SM1137D0 | PIATRA NEAMT III | VSM10 | DELGAZ GRID | EGDTGM | DELGAZ GRID SA | OSD | PIATRA NEAMT | Neamt | 0.5 | 1.5 | 0.011026 | 24000
iesire | SM1138D0 | CIULNITA | VSM24 | PREMIER ENERGY | PTRMDG | SC PREMIER ENERGY SRL | OSD | SLOBOZIA | Ialomita | 2 | 5 | 0.010934 | 52800
iesire | SM1139D0 | MOIECIU | VSM24 | PREMIER ENERGY | PTRMDG | SC PREMIER ENERGY SRL | OSD | MOIECIU DE JOS | Brasov | 1 | 3 | 0.011008 | 24000
iesire | SM1140D0 | PERICEI | VSM06 | CPL CONCORDIA | CPLCNC | CPL CONCORDIA FILIALA CLUJ ROMANIA SRL | OSD | PERICEI | Salaj | 1.2 | 1.8 | 0.010681 | 72000
iesire | SM1141D0 | TANTARENI | VSM15 | GAZ VEST | GAZVST | SC GAZ VEST SA | OSD | TANTARENI | Gorj | 1 | 1.8 | 0.010569 | 60000
iesire | SM1142D0 | STATIA CENTRALA GHERCESTI INMA | VSM01 | ROMGAZ INMAGAZINAT | DEPRGZ | SNGN ROMGAZ SA- DEPOGAZ PLOIESTI SRL | OSI | GHERCESTI | Dolj | 10 | 17 | 0.010687 | 1600000
iesire | SM1143D0 | FOENI-PETROM | VSM41 | OMV PETROM | PETRLD | SC OMV PETROM SA (LIVRARE DIRECTA) | CD | FOENI | Timis | 5 | 20 | 0.010642 | 30000
iesire | SM1144D0 | SC PEHART TEC TISSUE DEJ |  |  | METALI | SC PEHART TEC TISSUE SA | CD | DEJ | Cluj | 2.5 | 5 | 0.010503 | 48000
iesire | SM1145D0 | DEPARATI HARLESTI PETROM | VSM41 | OMV PETROM | PETRLD | SC OMV PETROM SA (LIVRARE DIRECTA) | CD | DEPARATI | Teleorman | 5 | 30 | 0.010749 | 21000
iesire | SM1146D0 | GHERCESTI | VSM48 | SNGN ROMGAZ | RGZDST | SNGN ROMGAZ SA - DISTRIBUTIE | OSD | GHERCESTI | Dolj | 1.5 | 2 | 0.010609 | 72000
iesire | SM1147D0 | MAGURA | VSM08 | DISTRIGAZ SUD RETELE | DISTSR | SC DISTRIGAZ SUD RETELE SRL | OSD | MIHAIESTI | Vilcea | 2 | 4 | 0.01096 | 48000
iesire | SM1148D0 | CALARETI | VSM24 | PREMIER ENERGY | PTRMDG | SC PREMIER ENERGY SRL | OSD | TAMADAU MIC | Calarasi | 1 | 1.3 | 0.010814 | 15600
iesire | SM1150D0 | SC SAGEM ROSIESTI | VSM46 | SAGEM | SAGEMR | SC SAGEM SRL | CD | ROSIESTI | Vaslui | 2.5 | 3.3 | 0.010847 | 33600
iesire | SM1151D0 | TUTOVA | VSM16 | GAZ EST | GZESTV | SC GAZ EST SA | OSD | TUTOVA | Vaslui | 1 | 2 | 0.010846 | 28800
iesire | SM1152D0 | CHIRNOGI | VSM12 | GAZMIR | GAZMIR | GAZMIR IASI SRL | OSD | CHIRNOGI | Calarasi | 1 | 4 | 0.010831 | 36000
iesire | SM1154D0 | NADLAC | VSM10 | DELGAZ GRID | EGDTGM | DELGAZ GRID SA | OSD | NADLAC | Arad | 1.4 | 2 | 0.010691 | 48000
iesire | SM1155D0 | CORUNCA INMAGAZINAT |  |  | DEPOMS | SC DEPOMURES SA | OSI | CORUNCA | Mures | 18 | 30 | 0.010474 | 2700000
iesire | SM1156D0 | COMANESTI II | VSM10 | DELGAZ GRID | EGDTGM | DELGAZ GRID SA | OSD | COMANESTI | Bacau | 1.5 | 2 | 0.010932 | 36000
iesire | SM1157D0 | UNGHENI |  |  | VMOLTR | VESTMOLDTRANSGAZ | OSTA |  |  | 9 | 10 | 0.010556 | 120000
iesire | SM1158D0 | CET CRAIOVA II | VSM35 | COMPLEXUL ENERGETIC OLTENIA | CXENCR | SC COMPLEXUL ENERGETIC OLTENIA SA | CD | CRAIOVA | Dolj | 2 | 3 | 0.010622 | 1392000
iesire | SM1159D0 | DAIA II | VSM10 | DELGAZ GRID | EGDTGM | DELGAZ GRID SA | OSD | DAIA | Sibiu | 0.5 | 1 | 0.010478 | 480
iesire | SM1160D0 | TALMACEL II | VSM10 | DELGAZ GRID | EGDTGM | DELGAZ GRID SA | OSD | TALMACEL | Sibiu | 0.5 | 1 | 0.010428 | 480
iesire | SM1161D0 | AUREL VLAICU | VSM10 | DELGAZ GRID | EGDTGM | DELGAZ GRID SA | OSD | AUREL VLAICU | Hunedoara | 2 | 5.4 | 0.010735 | 10800
iesire | SM1162D0 | CORABIA | VSM28 | WIROM GAS | WIROMB | SC WIROM GAS SA | OSD | CORABIA | Olt | 2 | 4 | 0.010964 | 120000
iesire | SM1163D0 | SC SAM MILLS BOTIZ |  |  | SAMMIL | SC SAM MILLS EUROPE SRL | CD | BOTIZ | Satu Mare | 1 | 2 | 0.010581 | 72000
iesire | SM1164D0 | RACHITENI | VSM22 | PRISMA SERV COMPANY | PRISMA | SC PRISMA SERV COMPANY SRL | OSD | MIRCESTI | Iasi | 0.6 | 2 | 0.010714 | 14400
iesire | SM1165D0 | DEPOZIT 160 VIDELE | VSM41 | OMV PETROM | PETRLD | SC OMV PETROM SA (LIVRARE DIRECTA) | CD | MARSA | Giurgiu | 6 | 30 | 0.010924 | 26400
iesire | SM1166D0 | TURCENI | VSM08 | DISTRIGAZ SUD RETELE | DISTSR | SC DISTRIGAZ SUD RETELE SRL | OSD | PLOPSORU | Gorj | 4 | 5 | 0.010597 | 180000
iesire | SM1167D0 | SC RUSTRANS BLAGESTI |  |  | RUSTRA | SC RUSTRANS SRL | CD | BLAGESTI | Bacau | 4.5 | 5.5 | 0.010979 | 123048
iesire | SM1168D0 | DUMBRAVITA II | VSM10 | DELGAZ GRID | EGDTGM | DELGAZ GRID SA | OSD | DUMBRAVITA | Timis | 1.2 | 2.5 | 0.0107 | 720000
iesire | SM1169D0 | SANGEORGIU DE PADURE | VSM10 | DELGAZ GRID | EGDTGM | DELGAZ GRID SA | OSD | SANGEORGIU DE PADURE | Mures | 1.2 | 2 | 0.010479 | 24000
iesire | SM1170D0 | GILAU | VSM10 | DELGAZ GRID | EGDTGM | DELGAZ GRID SA | OSD | GILAU | Cluj | 2 | 3 | 0.010727 | 2160000
iesire | SM1171D0 | COGENERARE ORADEA |  |  | TERMOR | SC TERMOFICARE ORADEA SA | CD | ORADEA | Bihor | 5.1 | 6.1 | 0.010705 | 1020000
iesire | SM1173D0 | FRUMUSICA | VSM13 | GAZ NORD EST | GAZNEH | SC GAZ NORD EST SA | OSD | FRUMUSICA | Botosani | 0.6 | 2.5 | 0.010685 | 40800
iesire | SM1174D0 | BUCOVAT | VSM15 | GAZ VEST | GAZVST | SC GAZ VEST SA | OSD | BUCOVAT | Timis | 1.5 | 2.5 | 0.010614 | 14400
iesire | SM1175D0 | SC ARC PARC INDUSTRIAL DEJ |  |  | ARCPAR | SC ARC PARC INDUSTRIAL SRL | CD | DEJ | Cluj | 1.6 | 1.8 | 0.010512 | 19200
iesire | SM1176D0 | RUSE-GIURGIU |  |  | BULGAR | BULGARTRANSGAZ EAD | OSTA | GIURGIU | Giurgiu | 30 | 32 | 0.010928 | 148800
iesire | SM1177D0 | SC VANBET REBRICEA | VSM47 | VANBET | VANBET | SC VANBET SRL | CD | REBRICEA | Vaslui | 3.5 | 4.5 | 0.010849 | 33600
iesire | SM1178D0 | COSERENI | VSM19 | MEGACONSTRUCT | MEGCST | SC MEGACONSTRUCT SA | OSD | COSERENI | Ialomita | 2 | 5 | 0.010794 | 36000
iesire | SM1179D0 | STEFAN VODA | VSM08 | DISTRIGAZ SUD RETELE | DISTSR | SC DISTRIGAZ SUD RETELE SRL | OSD | STEFAN VODA | Calarasi | 4 | 5 | 0.010903 | 36000
iesire | SM1180D0 | BALAUSERI | VSM10 | DELGAZ GRID | EGDTGM | DELGAZ GRID SA | OSD | BALAUSERI | Mures | 1.8 | 2 | 0.010467 | 38400
iesire | SM1181D0 | SC GIDAZI BRADESTI |  |  | GIDAZI | SC GIDAZI SRL | CD | BRADESTI | Dolj | 1.5 | 2.5 | 0.010511 | 14400
iesire | SM1182D0 | PANTASESTI-SCANDIC DISTILLERIE | VSM26 | TIMGAZ | TIMGZB | SC TIMGAZ SA | OSD | PANTASESTI | Bihor | 3 | 4 | 0.01058 | 84000
iesire | SM1183D0 | SC CRAMELE RECAS |  |  | CRAREC | SC CRAMELE RECAS SA | CD | RECAS | Timis | 2 | 3 | 0.010694 | 3840
iesire | SM1184D0 | CRISTUR HD | VSM10 | DELGAZ GRID | EGDTGM | DELGAZ GRID SA | OSD | BARCEA | Hunedoara | 0.8 | 2 | 0.010609 | 30000
iesire | SM1185D0 | GARA BANCA | VSM16 | GAZ EST | GZESTV | SC GAZ EST SA | OSD | GARA BANCA | Vaslui | 4 | 5 | 0.010912 | 28800
iesire | SM1186D0 | SC YILDIZ ENTEGRE ROMANIA OARJ |  |  | YILDIZ | SC YILDIZ ENTEGRE ROMANIA SA | CD | OARJA | Arges | 3 | 4 | 0.010944 | 72000
iesire | SM1187D0 | PIELESTI | VSM19 | MEGACONSTRUCT | MEGCST | SC MEGACONSTRUCT SA | OSD | PIELESTI | Dolj | 1.5 | 2.5 | 0.01061 | 48000
iesire | SM1188D0 | SC ASPHADIF SALVA |  |  | ASPHAD | SC ASPHADIF SRL | CD | SALVA | Bistrita-Nasaud | 2.5 | 3.5 | 0.010422 | 40800
iesire | SM1189D0 | SC ALU MENZIKEN MEDIESU AURIT |  |  | MENZIK | SC ALU MENZIKEN SRL | CD | MEDIESU AURIT | Satu Mare | 1.5 | 2.5 | 0.010738 | 120000
iesire | SM1190D0 | CET TURCENI | VSM35 | COMPLEXUL ENERGETIC OLTENIA | CXENCR | SC COMPL EN OLTENIA SUC ELECT TURCENI | CD | PLOPSORU | Gorj | 0.5 | 1.2 | 0.010679 | 240000
iesire | SM1191D0 | SC SILNEF METAL CASTING CODLEA |  |  | SILNEF | SC SILNEF METAL CASTING CODLEA | CD | CODLEA | Brasov | 1.5 | 2.5 | 0.0105 | 24000
iesire | SM1192D0 | SC SAGEM CUCORANI | VSM46 | SAGEM | SAGEMR | SC SAGEM CUCORANI | CD | CUCORANI | Botosani | 3 | 4 | 0.010576 | 19200
iesire | SM1193D0 | SC VANBET STRAMTURA MITOC | VSM47 | VANBET | VANBET | SC VANBET STRAMTURA MITOC | CD | STRAMTURA MITOC | Vaslui | 3.5 | 4.5 | 0.010848 | 34560
iesire | SM1194D0 | GHERCESTI II | VSM48 | SNGN ROMGAZ | RGZDST | SNGN ROMGAZ | OSD | GHERCESTI | Dolj | 3.5 | 4.5 | 0.010606 | 240000
iesire | SM1205D0 | PATRAUTI | VSM22 | PRISMA SERV COMPANY | PRISMA | SC PRISMA SERV COMPANY SRL | OSD | PATRAUTI | Suceava | 0.7 | 1 | 0.010702 | 28800
iesire | SM1209D0 | MIRCESTI | VSM07 | DESIGN PROIECT | DESIGN | SC DESIGN PROIECT SRL | OSD | MIRCESTI | Iasi | 0.6 | 1.5 | 0.010717 | 52800
iesire | SM1211D0 | BALS-BOURENI | VSM13 | GAZ NORD EST | GAZNEH | SC GAZ NORD EST SA | OSD | BALS | Iasi | 0.6 | 1.4 | 0.010717 | 6000
iesire | SM1214D0 | URIU | VSM06 | CPL CONCORDIA | CPLCNC | CPL CONCORDIA FILIALA CLUJ ROMANIA SRL | OSD | URIU | Cluj | 1 | 1.6 | 0.010504 | 48000
iesire | SM1215D0 | CERTEZE | VSM15 | GAZ VEST | GAZVST | SC GAZ VEST SA | OSD | CERTEZE | Satu Mare | 0.8 | 1.5 | 0.010543 | 144000
iesire | SM1216D0 | SC MICHELIN ZALAU | VSM40 | MICHELIN ROMANIA | MICHEL | SC MICHELIN ROMANIA SA | CD | ZALAU | Salaj | 1.6 | 1.8 | 0.010737 | 960
iesire | SM1220D0 | CISNADIE III | VSM10 | DELGAZ GRID | EGDTGM | DELGAZ GRID SA | OSD | CISNADIE | Sibiu | 1.2 | 1.8 | 0.010478 | 7000
iesire | SM1223D0 | SERBANESTI | VSM08 | DISTRIGAZ SUD RETELE | DISTSR | SC DISTRIGAZ SUD RETELE SRL | OSD | SERBANESTI | Olt | 1 | 2 | 0.010963 | 120000
iesire | SM1224D0 | OLTENI | VSM24 | PREMIER ENERGY | PTRMDG | SC PREMIER ENERGY SRL | OSD | OLTENI | Ilfov | 1.2 | 1.4 | 0.010902 | 120000
iesire | SM1225D0 | SC OPREA EDIL CONSTRUCT CHITIL |  |  | OPREAE | SC OPREA EDILCONSTRUCT SRL | CD | CHITILA | Ilfov | 1 | 2 | 0.010907 | 36000
iesire | SM1226D0 | BRADESTI DJ | VSM08 | DISTRIGAZ SUD RETELE | DISTSR | SC DISTRIGAZ SUD RETELE SRL | OSD | BRADESTI | Dolj | 0.7 | 2 | 0.010571 | 74400
iesire | SM1228D0 | SC TEST PRIMA MILISAUTI |  |  | TESTPR | SC TEST PRIMA SRL | CD | MILISAUTI | Suceava | 1.2 | 1.8 | 0.010548 | 7200
iesire | SM1229D0 | DELENI VS | VSM16 | GAZ EST | GZESTV | SC GAZ EST SA | OSD | DELENI | Vaslui | 1 | 4 | 0.010853 | 28800
iesire | SM1230D0 | SOMES ODORHEI | VSM06 | CPL CONCORDIA | CPLCNC | CPL CONCORDIA FILIALA CLUJ ROMANIA SRL | OSD | SOMES ODORHEI | Salaj | 0.8 | 1.2 | 0.010672 | 72000
iesire | SM1231D0 | LUMINA | VSM08 | DISTRIGAZ SUD RETELE | DISTSR | SC DISTRIGAZ SUD RETELE SRL | OSD | NAVODARI | Constanta | 1.2 | 2 | 0.011449 | 84000
iesire | SM1232D0 | DRAGALINA | VSM08 | DISTRIGAZ SUD RETELE | DISTSR | SC DISTRIGAZ SUD RETELE SRL | OSD | DRAGALINA | Calarasi | 2.5 | 4 | 0.010917 | 74400
iesire | SM1233D0 | PERIS IF | VSM08 | DISTRIGAZ SUD RETELE | DISTSR | SC DISTRIGAZ SUD RETELE SRL | OSD | PERIS | Ilfov | 1 | 2 | 0.010841 | 80400
iesire | SM1234D0 | MITRENI | VSM08 | DISTRIGAZ SUD RETELE | DISTSR | SC DISTRIGAZ SUD RETELE SRL | OSD | MITRENI | Calarasi | 1.8 | 2 | 0.010743 | 48000
iesire | SM1235D0 | SC SILCOTUB ZALAU | VSM43 | SILCOTUB | SILCOZL | SC SILCOTUB SA | CD | ZALAU | Salaj | 3.5 | 5.8 | 0.010639 | 168000
iesire | SM1236D0 | PANCOTA | VSM15 | GAZ VEST | GAZVST | SC GAZ VEST SA | OSD | PANCOTA | Arad | 2 | 2.8 | 0.01065 | 120000
iesire | SM1237D0 | SAULESTI | VSM15 | GAZ VEST | GAZVST | SC GAZ VEST SA | OSD | SAULESTI | Gorj | 0.8 | 1.8 | 0.010551 | 36000
iesire | SM1238D0 | ROSIESTI | VSM16 | GAZ EST | GZESTV | SC GAZ EST SA | OSD | ROSIESTI | Vaslui | 2.5 | 4 | 0.010977 | 28800
iesire | SM1239D0 | BUCIUMENI DB | VSM08 | DISTRIGAZ SUD RETELE | DISTSR | SC DISTRIGAZ SUD RETELE SRL | OSD | BUCIUMENI | Dimbovita | 0.8 | 1.8 | 0.010494 | 127200
iesire | SM1240D0 | SOARD | VSM10 | DELGAZ GRID | EGDTGM | DELGAZ GRID SA | OSD | SOARD | Mures | 1.3 | 2 | 0.010544 | 3840
iesire | SM1242D0 | LERESTI | VSM08 | DISTRIGAZ SUD RETELE | DISTSR | SC DISTRIGAZ SUD RETELE SRL | OSD | LERESTI | Arges | 1 | 2 | 0.011037 | 120000
iesire | SM1243D0 | MIHAESTI AG | VSM08 | DISTRIGAZ SUD RETELE | DISTSR | SC DISTRIGAZ SUD RETELE SRL | OSD | MIHAESTI | Arges | 1 | 2 | 0.011026 | 120000
iesire | SM1244D0 | ALBESTI DE ARGES | VSM08 | DISTRIGAZ SUD RETELE | DISTSR | SC DISTRIGAZ SUD RETELE SRL | OSD | ALBESTI DE ARGES | Arges | 1 | 2 | 0.010985 | 120000
iesire | SM1245D0 | ALBOTA | VSM08 | DISTRIGAZ SUD RETELE | DISTSR | SC DISTRIGAZ SUD RETELE SRL | OSD | ALBOTA | Arges | 1 | 2 | 0.010951 | 120000
iesire | SM1247D0 | ROATA DE JOS |  |  | INSCON | SC INSTANT CONSTRUCT COMPANY SA | OSD | ROATA DE JOS | Giurgiu | 1 | 2 | 0.010915 | 72000
iesire | SM1248D0 | CECC BRAZI | VSM41 | OMV PETROM | PETRLD | SC OMV PETROM SA CENT COGE CU CICLU COMB | CD | BRAZI | Prahova | 11 | 26 | 0.010688 | 4848000
iesire | SM1249D0 | COZMENI | VSM18 | HARGAZ HARGHITA GAZ | HARGAZ | SC HARGAZ HARGHITA GAZ SA | OSD | LAZARESTI | Harghita | 1.4 | 2 | 0.010625 | 15600
iesire | SM1250D0 | NEGRESTI | VSM16 | GAZ EST | GZESTV | SC GAZ EST SA | OSD | NEGRESTI | Vaslui | 2 | 4 | 0.010843 | 180000
iesire | SM1251D0 | DS SMITH PAPER ZARNESTI |  |  | ECOPAP | DS SMITH PAPER ZARNESTI SRL | CD | ZARNESTI | Brasov | 3 | 6 | 0.011012 | 120000
iesire | SM1252D0 | BOBICESTI | VSM08 | DISTRIGAZ SUD RETELE | DISTSR | SC DISTRIGAZ SUD RETELE SRL | OSD | BALS | Olt | 2.5 | 4 | 0.010855 | 60000
iesire | SM1253D0 | CRASNA | VSM02 | AMARAD | AMRDAR | SC AMARAD DISTRIBUTIE SRL | OSD | CRASNA | Salaj | 1 | 1.5 | 0.010699 | 28800
iesire | SM1254D0 | CET GOVORA |  |  | CETGOV | CET GOVORA SA | CD | VALCEA | Vilcea | 0.9 | 3 | 0.010962 | 1584000
iesire | SM1255D0 | SLATIOARA | VSM08 | DISTRIGAZ SUD RETELE | DISTSR | SC DISTRIGAZ SUD RETELE SRL | OSD | SLATIOARA | Olt | 0.7 | 2 | 0.010499 | 52800
iesire | SM1256D0 | SC FNC SAFIR CHITCANI |  |  | SAFIRC | SC SAFIR SRL | CD | CHITCANI | Vaslui | 3 | 4.5 | 0.010903 | 28800
iesire | SM1258D0 | POIANA LACULUI | VSM25 | TEHNOLOGICA RADION | RADION | SC TEHNOLOGICA RADION SRL | OSD | POIANA LACULUI | Arges | 1 | 2 | 0.010955 | 72000
iesire | SM1259D0 | HORIA NT | VSM04 | CORDUN GAZ | CORDGZ | SC CORDUN GAZ SA | OSD | HORIA | Neamt | 4 | 6 | 0.010721 | 15600
iesire | SM1260D0 | CET CHISCANI | VSM35 | COMPLEXUL ENERGETIC OLTENIA | CXENCR | SC COMPLEXUL ENERGETIC OLTENIA SA | CD | CHISCANI | Braila | 0.5 | 1 | 0.010675 | 1800000
iesire | SM1261D0 | MOSNITA NOUA | VSM10 | DELGAZ GRID | EGDTGM | DELGAZ GRID SA | OSD | MOSNITA VECHE | Timis | 1.2 | 4 | 0.010639 | 120000
iesire | SM1265D0 | LIVEZI | VSM10 | DELGAZ GRID | EGDTGM | DELGAZ GRID SA | OSD | LIVEZI | Bacau | 0.9 | 1.8 | 0.010772 | 38400
iesire | SM1267D0 | RASNOV II | VSM08 | DISTRIGAZ SUD RETELE | DISTSR | SC DISTRIGAZ SUD RETELE SRL | OSD | RASNOV | Brasov | 2 | 2.5 | 0.010453 | 15600
iesire | SM1268D0 | ARAD IV (CARTIER GRADISTE) | VSM10 | DELGAZ GRID | EGDTGM | DELGAZ GRID SA | OSD | ARAD | Arad | 1.5 | 2.4 | 0.01087 | 120000
iesire | SM1269D0 | CHIUZA | VSM24 | PREMIER ENERGY | PTRMDG | SC PREMIER ENERGY SRL | OSD | CHIUZA | Bistrita-Nasaud | 3.5 | 4.5 | 0.010422 | 43200
iesire | SM1270D0 | ZALAU II | VSM10 | DELGAZ GRID | EGDTGM | DELGAZ GRID SA | OSD | ZALAU | Salaj | 1.3 | 2.4 | 0.010729 | 192000
iesire | SM1271D0 | CAREI V | VSM10 | DELGAZ GRID | EGDTGM | DELGAZ GRID SA | OSD | CAREI | Satu Mare | 1 | 6 | 0.010501 | 160800
iesire | SM1272D0 | SIRNA | VSM19 | MEGACONSTRUCT | MEGCST | SC MEGACONSTRUCT SA | OSD | SIRNA | Prahova | 2 | 4 | 0.010693 | 60000
iesire | SM1273D0 | TURDAS II | VSM10 | DELGAZ GRID | EGDTGM | DELGAZ GRID SA | OSD | TURDAS | Hunedoara | 0.8 | 2 | 0.010517 | 4800
iesire | SM1281D0 | CSANADPALOTA EXPORT |  |  | IFGSZH | FGSZ Ltd | OSTA | CSANADPALOTA |  | 20 | 40 | 0.010474 | 2055000
iesire | SM1282D0 | AGHIRESU | VSM10 | DELGAZ GRID | EGDTGM | DELGAZ GRID SA | OSD | AGHIRESU | Cluj | 1 | 4 | 0.010627 | 36000
iesire | SM1278D0 | NEGRU VODA 1 |  |  | BULGAR | BULGARTRANSGAZ | OSTA | NEGRU VODA | Constanta | 31.5 | 45 | 0.010755 | 17437737
iesire | SM1149D0 | NEGRU VODA |  |  | DISTSR | SC DISTRIGAZ SUD RETELE SRL | OSD | NEGRU VODA | Constanta | 1.2 | 2 | 0.010755 | 52800
iesire | SM1262D0 | MANGALIA |  |  | MEGCST | SC MEGACONSTRUCT SA | OSD | MANGALIA | Constanta | 2 | 5 | 0.010755 | 240000