{"text_format":"1","workbook":"xlsx","n_sheets":1,"sheets":["2021-2022"],"not_rendered":{"charts":0,"images":0,"macros":1,"external_links":0,"defined_names":1,"comments":0,"pivot_tables":0},"unopened":[],"bounds":{"document_bytes":16777216,"sheet_cells":100000,"rows_first":2000,"rows_last":500,"rows_between":2000,"halvings":0,"cell_chars":16384,"cell_head_chars":4096},"cells_cut":0,"cells_raw":0,"read":"whole","date_system":"1900"}

{"sheet":"2021-2022","index":0,"n_rows":93,"n_cols":72,"rows_kept":93,"cut":false,"hidden":false,"merged":[[12,35,13,35],[12,36,13,36],[10,22,13,22],[12,26,13,26],[12,25,13,25],[12,24,13,24],[8,0,8,29],[10,39,13,39],[10,11,10,18],[12,15,12,16],[10,19,13,19],[10,20,12,21],[10,38,13,38],[12,13,12,14],[12,11,12,12],[12,37,13,37],[10,34,11,35],[10,36,11,37],[12,34,13,34],[10,1,11,2],[12,2,13,2],[12,1,13,1],[10,0,13,0],[11,15,11,18],[12,17,12,18],[11,7,12,8],[10,3,13,3],[10,4,10,10],[11,6,13,6],[11,5,13,5],[11,4,13,4],[11,9,12,10],[11,11,11,14],[9,57,9,59],[10,52,13,52],[10,43,13,43],[10,44,13,44],[10,45,13,45],[10,46,13,46],[10,49,13,49],[10,50,13,50],[9,49,9,52],[10,61,13,61],[10,62,13,62],[10,29,13,29],[10,27,13,27],[12,23,13,23],[10,40,13,40],[10,41,13,41],[10,30,11,31],[10,32,11,33],[12,30,13,30],[12,31,13,31],[12,32,13,32],[12,33,13,33],[10,25,11,26],[10,23,11,24],[10,28,13,28],[8,43,8,52],[8,57,8,65],[10,63,13,63],[10,64,13,64],[10,65,13,65],[10,51,13,51],[9,43,9,45],[9,46,9,48],[10,47,13,47],[10,48,13,48],[9,63,9,65],[9,60,9,62],[10,57,13,57],[10,58,13,58],[10,59,13,59],[10,60,13,60]]}
[null,null,null,null,null,null,null,null,null,null,null,null,null,null,null,null,null,null,null,null,null,null,null,null,null,null,null,null,null,null,null,null,null,null,null,null,null,null,null,null,null,null,null,null,null,null,null,null,null,null,null,null,null,null,null,null,null,null,null,null,null,null,null,null,null,null,null,null,null,null,"Data","Sarbatoare legala"]
[null,null,null,null,null,null,null,null,null,null,null,null,null,null,null,null,null,null,null,null,null,null,null,null,null,null,null,null,null,null,null,null,null,null,null,null,null,null,null,null,null,null,null,null,null,null,null,null,null,null,null,null,null,null,null,null,null,null,null,null,null,null,null,null,null,null,null,null,null,null,"2021-11-30","Sf Andrei"]
[null,null,null,null,null,null,null,null,null,null,null,null,null,null,null,null,null,null,null,null,null,null,null,null,null,null,null,null,null,null,null,null,null,null,null,null,null,null,null,null,null,null,null,null,null,null,null,null,null,null,null,null,null,null,null,null,null,null,null,null,null,null,null,null,null,null,null,null,null,null,"2021-12-01","Ziua Nationala"]
[null,null,null,null,null,null,null,null,null,null,null,null,null,null,null,null,null,null,null,null,null,null,null,null,null,null,null,null,null,null,null,null,null,null,null,null,null,null,null,null,null,null,null,null,null,null,null,null,null,null,null,null,null,null,null,null,null,null,null,null,null,null,null,null,null,null,null,null,null,null,"2022-01-24","Ziua Unirii Principatelor României"]
[null,null,null,null,null,null,null,null,null,null,null,null,null,null,null,null,null,null,null,null,null,null,null,null,null,null,null,null,null,null,null,null,null,null,null,null,null,null,null,null,null,null,null,null,null,null,null,null,null,null,null,null,null,null,null,null,null,null,null,null,null,null,null,null,null,null,null,null,null,null,"2022-04-22","Vinerea Mare"]
[null,null,null,null,null,null,null,null,null,null,null,null,null,null,null,null,null,null,null,null,null,null,null,null,null,null,null,null,null,null,null,null,null,null,null,null,null,null,null,null,null,null,null,null,null,null,null,null,null,null,null,null,null,null,null,null,null,null,null,null,null,null,null,null,null,null,null,null,null,null,"2022-04-25","A doua zi de Paste Ortodox"]
[null,null,null,null,null,null,null,null,null,null,null,null,null,null,null,null,null,null,null,null,null,null,null,null,null,null,null,null,null,null,null,null,null,null,null,null,null,null,null,null,null,null,null,null,null,null,null,null,null,null,null,null,null,null,null,null,null,null,null,null,null,null,null,null,null,null,null,null,null,null,"2022-06-01","Ziua copilului"]
[null,null,null,null,null,null,null,null,null,null,null,null,null,null,null,null,null,null,null,null,null,null,null,null,null,null,null,null,null,null,null,null,null,null,null,null,null,null,null,null,null,null,null,null,null,null,null,null,null,null,null,null,null,null,"parteneri adiacenti","UR",null,null,null,null,null,null,null,null,null,null,null,"parteneri adiacenti","UR",null,"2022-06-13","A doua zi de Rusalii"]
["EVIDENȚA LIMITĂRILOR ȘI/SAU ÎNTRERUPERILOR PLANIFICATE ȘI NEPLANIFICATE pentru anul gazier 2021 - 2022 / RECORD OF THE PLANNED AND UNPLANNED LIMITATIONS AND/OR INTERRUPTIONS related to the gas year 2021 - 2022",null,null,null,null,null,null,null,null,null,null,null,null,null,null,null,null,null,null,null,null,null,null,null,null,null,null,null,null,null,null,null,null,null,null,null,null,null,null,null,null,null,null,"Lucrari neprogramate",null,null,null,null,null,null,null,null,null,"NU6 ",{"$f":"SUBTOTAL(9,AS:AS)","v":0},{"$f":"SUBTOTAL(9,AV:AV)","v":0},null,"Lucrari programate",null,null,null,null,null,null,null,null,"NU5",{"$f":"SUBTOTAL(9,BG:BG)","v":0},{"$f":"SUBTOTAL(9,BJ:BJ)","v":0},null,"2022-08-15","Adormirea Maicii Domnului"]
[null,null,null,null,null,null,null,null,null,null,null,null,null,null,null,null,null,null,null,null,null,null,null,null,null,null,null,null,null,null,null,null,null,null,null,null,null,null,null,null,null,null,null,"Partener adiacent",null,null,"UR",null,null,null,null,null,null,"NUafectati ",{"$f":"SUBTOTAL(9,AT:AT)","v":0},{"$f":"SUBTOTAL(9,AW:AW)","v":0},null,"Partener adiacent",null,null,"UR",null,null,null,null,null,"NUafectati ",{"$f":"SUBTOTAL(9,BH:BH)","v":0},{"$f":"SUBTOTAL(9,BK:BK)","v":0}]
["Nr. crt. / Item No.","Tipul limitării/întreruperii / \nType of limitation/interruption",null,"Denumire lucrare/motiv limitare și/sau întrerupere / \nName of the works/reason for the limitation and/or interruption ","Locația limitării/întreruperii / Location of the limitation/interruption ",null,null,null,null,null,null,"Punct de ieșire/intrare afectat / Affected exit/entry point",null,null,null,null,null,null,null,"Cod punct relevant / Code of the relevant point","Utilizator ST afectat / Affected TS user ",null,"Perioada planificată de execuție a lucrării / Planned period for the execution of the works","Data și ora limitării/întreruperii / Date and hour of the limitation/interruption ",null,"Data și ora reluării prestării serviciului / Date and hour the service supply is resumed",null,"Exploatarea Teritorială / Regional Office","Observații / Comments","Justificarea modificării perioadei planificate de execuție a lucrări","Data și ora efectivă de limitare/întrerupere ",null,"Data și ora efectivă de reluare a prestării serviciului",null,"Data și ora informării UR",null,"Data și ora informării partenerului adiacent",null,"Foaia de manevră","A fost afectat producătorul (în cazul PM) sau consumatorul final (în cazul SM)? \n(DA/NU)","Observatii","Program bugetat",null,"Numar de ore de la producerea intreruperii / limitarii pana la anuntarea partenerului adiacent\n (trebuie sa fie mai mic decat 6)","NU6","NUafectati","Numar de ore de la producerea intreruperii / limitarii pana la anuntarea UR\n (trebuie sa fie mai mic decat 6)","NU6","NUafectati","Durata intreruperii / limitarii [ore]\n(daca este mai mare de 24, trebuie sa fie completata celula aferenta de pe coloana AZ)","NU24","Nuafectati","Partener adiacent informat din 12 in 12 ore, daca durata mai mare de 24h\n(DA/NU)","NU6 ",{"$f":"BC9+BD9","v":0},"IP51",null,"Numar de zile lucratoare de anuntare partener adiacent pana la limitare / intrerupere (trebuie sa fie mai mare de 5)","NU5","NUafectati","Numar de zile de anuntare UR pana la limitare / intrerupere \n(trebuie sa fie mai mare de 5)","NU5","NUafectati","Numar ore intre data anuntata si cea efectiva de reluare\n(trebuie sa fie mai mic sau egal cu 0)","NUreluate","NUafectati","NU5",{"$f":"BP9+BQ9","v":0},"IP61"]
[null,null,null,null,"Siruta / Siruta code","Localitate / Locality","Județ / County","Coordonate GPS început / GPS coordinates-beginning",null,"Coordonate GPS sfârșit / GPS coordinates-end",null,"Puncte de ieșire din SNT / NTS exit points",null,null,null,"Puncte de intrare în SNT / NTS entry points ",null,null,null,null,null,null,null,null,null,null,null,null,null,null,null,null,null,null,null,null,null,null,null,null,null,null,null,null,null,null,null,null,null,null,null,null,null,"NUafectati ",{"$f":"BC10+BD10","v":0},{"$f":"IF(BC12=0,1,BC11/BC12)","v":1},null,null,null,null,null,null,null,null,null,null,"NUafectati ",{"$f":"BP10+BQ10","v":0},{"$f":"IF(BP12=0,1,BP11/BP12)","v":1}]
[null,"Neplanificată / Unplanned","Planificată / Planned",null,null,null,null,null,null,null,null,"Limitare / Limitation",null,"Întrerupere / Interruption",null,"Limitare / Limitation",null,"Întrerupere / Interruption",null,null,null,null,null,"Data / Date","Ora / Hour","Data / Date","Ora / Hour",null,null,null,"Data","Ora","Data","Ora","Data","Ora","Data","Ora",null,null,null,null,null,null,null,null,null,null,null,null,null,null,null,"NU24",{"$f":"SUBTOTAL(9,AY:AY)","v":0},"IP52",null,null,null,null,null,null,null,null,null,null,"NUreluare",{"$f":"SUBTOTAL(9,BM:BM)","v":0},"IP62"]
[null,null,null,null,null,null,null,"X1","Y1","X2","Y2","Cod / Code","Denumire / Name","Cod / Code","Denumire / Name","Cod / Code","Denumire / Name","Cod / Code","Denumire / Name",null,"Utilizator de rețea / Network User","Partener adiacent / Adjacent Partner",null,null,null,null,null,null,null,null,null,null,null,null,null,null,null,null,null,null,null,null,null,null,null,null,null,null,null,null,null,null,null,"NUafectati",{"$f":"SUBTOTAL(9,AZ:AZ)","v":0},{"$f":"IF(BC14=0,1,BC13/BC14)","v":1},null,null,null,null,null,null,null,null,null,null,"NUafectati",{"$f":"SUBTOTAL(9,BN:BN)","v":0},{"$f":"IF(BP14=0,1,BP13/BP14)","v":1}]
[0,1,2,3,4,5,6,7,8,9,10,11,12,13,14,15,16,17,18,19,20,21,22,23,24,25,26,27,28,29,30,31,32,33,34,35,36,37,38,39,40,41]
[1,"-","x","Punere în siguranță subtraversare râu Bistrița cu conducta 12” Piatra Neamț - Bicaz, în zona Viișoara",124965,"Bisericani","Neamț",594524.28,607357.25,594524.28,607357.25,"-","-","SM0456D0","Spitalul de Pneumoftiziologie Bisericani","-","-","-","-","SM-CF001",null,"Spitalul de Pneumoftiziologie Bisericani","octombrie - decembrie 2021",null,null,null,null,"Bacău",null,null,null,null,null,null,null,null,null,null,null,null,null,"PRRASM 2021_IB1_Anexa 1",null,{"$f":"IF(B16=\"X\",IF(AN16=\"\",\"Afectat sau NU?\",IF(AN16=\"DA\",IF(((AK16+AL16)-(AE16+AF16))*24<-720,\"Neinformat\",((AK16+AL16)-(AE16+AF16))*24),\"Nu a fost afectat producator/consumator\")),\"\")","v":""},{"$f":"IF(B16=\"X\",IF(AN16=\"DA\",IF(AR16<6,LEN(TRIM(V16))-LEN(SUBSTITUTE(V16,CHAR(44),\"\"))+1,0),\"-\"),\"\")","v":""},{"$f":"IF(B16=\"X\",IF(AN16=\"DA\",LEN(TRIM(V16))-LEN(SUBSTITUTE(V16,CHAR(44),\"\"))+1,\"-\"),\"\")","v":""},{"$f":"IF(B16=\"X\",IF(AN16=\"\",\"Afectat sau NU?\",IF(AN16=\"DA\",IF(((AI16+AJ16)-(AE16+AF16))*24<-720,\"Neinformat\",((AI16+AJ16)-(AE16+AF16))*24),\"Nu a fost afectat producator/consumator\")),\"\")","v":""},{"$f":"IF(B16=\"X\",IF(AN16=\"DA\",IF(AU16<6,LEN(TRIM(U16))-LEN(SUBSTITUTE(U16,CHAR(44),\"\"))+1,0),\"-\"),\"\")","v":""},{"$f":"IF(B16=\"X\",IF(AN16=\"DA\",LEN(TRIM(U16))-LEN(SUBSTITUTE(U16,CHAR(44),\"\"))+1,\"-\"),\"\")","v":""},{"$f":"IF(B16=\"X\",IF(AN16=\"\",\"Afectat sau NU?\",IF(AN16=\"DA\",((AG16+AH16)-(AE16+AF16))*24,\"Nu a fost afectat producator/consumator\")),\"\")","v":""},{"$f":"IF(B16=\"X\",IF(AN16=\"DA\",IF(AX16>24,IF(BA16=\"NU\",0,LEN(TRIM(V16))-LEN(SUBSTITUTE(V16,CHAR(44),\"\"))+1),0),\"-\"),\"\")","v":""},{"$f":"IF(B16=\"X\",IF(AN16=\"DA\",IF(AX16>24,LEN(TRIM(V16))-LEN(SUBSTITUTE(V16,CHAR(44),\"\"))+1,0),\"-\"),\"\")","v":""},null,null,null,null,null,{"$f":"IF(C16=\"X\",IF(AN16=\"\",\"Afectat sau NU?\",IF(AN16=\"DA\",IF(AK16=\"\",\"Neinformat\",NETWORKDAYS(AK16+AL16,AE16+AF16,$BS$2:$BS$14)-2),\"Nu a fost afectat producator/consumator\")),\"\")","v":"Afectat sau NU?"},{"$f":"IF(C16=\"X\",IF(AN16=\"DA\",IF(AND(BF16>=5,AK16<>\"\"),LEN(TRIM(V16))-LEN(SUBSTITUTE(V16,CHAR(44),\"\"))+1,0),\"-\"),\"\")","v":"-"},{"$f":"IF(C16=\"X\",IF(AN16=\"DA\",LEN(TRIM(V16))-LEN(SUBSTITUTE(V16,CHAR(44),\"\"))+1,\"-\"),\"\")","v":"-"},{"$f":"IF(C16=\"X\",IF(AN16=\"\",\"Afectat sau NU?\",IF(AN16=\"DA\",IF(AI16=\"\",\"Neinformat\",NETWORKDAYS(AI16+AJ16,AE16+AF16,$BS$2:$BS$14)-2),\"Nu a fost afectat producator/consumator\")),\"\")","v":"Afectat sau NU?"},{"$f":"IF(C16=\"X\",IF(AN16=\"DA\",IF(AND(BI16>=5,AI16<>\"\"),LEN(TRIM(U16))-LEN(SUBSTITUTE(U16,CHAR(44),\"\"))+1,0),\"-\"),\"\")","v":"-"},{"$f":"IF(C16=\"X\",IF(AN16=\"DA\",LEN(TRIM(U16))-LEN(SUBSTITUTE(U16,CHAR(44),\"\"))+1,\"-\"),\"\")","v":"-"},{"$f":"IF(C16=\"X\",IF(AN16=\"\",\"Afectat sau NU?\",IF(AN16=\"DA\",((AG16+AH16)-(Z16+AA16))*24,\"Nu a fost afectat producator/consumator\")),\"\")","v":"Afectat sau NU?"},{"$f":"IF(C16=\"X\",IF(AN16<>\"DA\",\"-\",IF(AND(AN16=\"DA\",BL16<=0),LEN(TRIM(V16))-LEN(SUBSTITUTE(V16,CHAR(44),\"\"))+1+LEN(TRIM(U16))-LEN(SUBSTITUTE(U16,CHAR(44),\"\"))+1,0)),\"\")","v":"-"},{"$f":"IF(C16=\"X\",IF(AN16=\"DA\",LEN(TRIM(V16))-LEN(SUBSTITUTE(V16,CHAR(44),\"\"))+1+LEN(TRIM(U16))-LEN(SUBSTITUTE(U16,CHAR(44),\"\"))+1,\"-\"),\"\")","v":"-"}]
[{"$f":"A16+1","v":2},"-","x","Punere în siguranță subtraversare râu Bistrița cu conducta 12” Piatra Neamț - Bicaz, în zona Viișoara",124992,"Vaduri","Neamț",595164.76,604317.65,595164.76,604317.65,"-","-","SM0457D0","SC Unopan Vaduri","-","-","-","-","SM-CF001",null,"SC Unopan SRL","octombrie - decembrie 2021",null,null,null,null,"Bacău",null,null,null,null,null,null,null,null,null,null,null,null,null,"PRRASM 2021_IB1_Anexa 1",null,{"$f":"IF(B17=\"X\",IF(AN17=\"\",\"Afectat sau NU?\",IF(AN17=\"DA\",IF(((AK17+AL17)-(AE17+AF17))*24<-720,\"Neinformat\",((AK17+AL17)-(AE17+AF17))*24),\"Nu a fost afectat producator/consumator\")),\"\")","v":""},{"$f":"IF(B17=\"X\",IF(AN17=\"DA\",IF(AR17<6,LEN(TRIM(V17))-LEN(SUBSTITUTE(V17,CHAR(44),\"\"))+1,0),\"-\"),\"\")","v":""},{"$f":"IF(B17=\"X\",IF(AN17=\"DA\",LEN(TRIM(V17))-LEN(SUBSTITUTE(V17,CHAR(44),\"\"))+1,\"-\"),\"\")","v":""},{"$f":"IF(B17=\"X\",IF(AN17=\"\",\"Afectat sau NU?\",IF(AN17=\"DA\",IF(((AI17+AJ17)-(AE17+AF17))*24<-720,\"Neinformat\",((AI17+AJ17)-(AE17+AF17))*24),\"Nu a fost afectat producator/consumator\")),\"\")","v":""},{"$f":"IF(B17=\"X\",IF(AN17=\"DA\",IF(AU17<6,LEN(TRIM(U17))-LEN(SUBSTITUTE(U17,CHAR(44),\"\"))+1,0),\"-\"),\"\")","v":""},{"$f":"IF(B17=\"X\",IF(AN17=\"DA\",LEN(TRIM(U17))-LEN(SUBSTITUTE(U17,CHAR(44),\"\"))+1,\"-\"),\"\")","v":""},{"$f":"IF(B17=\"X\",IF(AN17=\"\",\"Afectat sau NU?\",IF(AN17=\"DA\",((AG17+AH17)-(AE17+AF17))*24,\"Nu a fost afectat producator/consumator\")),\"\")","v":""},{"$f":"IF(B17=\"X\",IF(AN17=\"DA\",IF(AX17>24,IF(BA17=\"NU\",0,LEN(TRIM(V17))-LEN(SUBSTITUTE(V17,CHAR(44),\"\"))+1),0),\"-\"),\"\")","v":""},{"$f":"IF(B17=\"X\",IF(AN17=\"DA\",IF(AX17>24,LEN(TRIM(V17))-LEN(SUBSTITUTE(V17,CHAR(44),\"\"))+1,0),\"-\"),\"\")","v":""},null,null,null,null,null,{"$f":"IF(C17=\"X\",IF(AN17=\"\",\"Afectat sau NU?\",IF(AN17=\"DA\",IF(AK17=\"\",\"Neinformat\",NETWORKDAYS(AK17+AL17,AE17+AF17,$BS$2:$BS$14)-2),\"Nu a fost afectat producator/consumator\")),\"\")","v":"Afectat sau NU?"},{"$f":"IF(C17=\"X\",IF(AN17=\"DA\",IF(AND(BF17>=5,AK17<>\"\"),LEN(TRIM(V17))-LEN(SUBSTITUTE(V17,CHAR(44),\"\"))+1,0),\"-\"),\"\")","v":"-"},{"$f":"IF(C17=\"X\",IF(AN17=\"DA\",LEN(TRIM(V17))-LEN(SUBSTITUTE(V17,CHAR(44),\"\"))+1,\"-\"),\"\")","v":"-"},{"$f":"IF(C17=\"X\",IF(AN17=\"\",\"Afectat sau NU?\",IF(AN17=\"DA\",IF(AI17=\"\",\"Neinformat\",NETWORKDAYS(AI17+AJ17,AE17+AF17,$BS$2:$BS$14)-2),\"Nu a fost afectat producator/consumator\")),\"\")","v":"Afectat sau NU?"},{"$f":"IF(C17=\"X\",IF(AN17=\"DA\",IF(AND(BI17>=5,AI17<>\"\"),LEN(TRIM(U17))-LEN(SUBSTITUTE(U17,CHAR(44),\"\"))+1,0),\"-\"),\"\")","v":"-"},{"$f":"IF(C17=\"X\",IF(AN17=\"DA\",LEN(TRIM(U17))-LEN(SUBSTITUTE(U17,CHAR(44),\"\"))+1,\"-\"),\"\")","v":"-"},{"$f":"IF(C17=\"X\",IF(AN17=\"\",\"Afectat sau NU?\",IF(AN17=\"DA\",((AG17+AH17)-(Z17+AA17))*24,\"Nu a fost afectat producator/consumator\")),\"\")","v":"Afectat sau NU?"},{"$f":"IF(C17=\"X\",IF(AN17<>\"DA\",\"-\",IF(AND(AN17=\"DA\",BL17<=0),LEN(TRIM(V17))-LEN(SUBSTITUTE(V17,CHAR(44),\"\"))+1+LEN(TRIM(U17))-LEN(SUBSTITUTE(U17,CHAR(44),\"\"))+1,0)),\"\")","v":"-"},{"$f":"IF(C17=\"X\",IF(AN17=\"DA\",LEN(TRIM(V17))-LEN(SUBSTITUTE(V17,CHAR(44),\"\"))+1+LEN(TRIM(U17))-LEN(SUBSTITUTE(U17,CHAR(44),\"\"))+1,\"-\"),\"\")","v":"-"}]
[{"$f":"A17+1","v":3},"-","x","Punere în siguranță subtraversare râu Bistrița cu conducta 12” Piatra Neamț - Bicaz, în zona Viișoara",124992,"Vaduri","Neamț",595078.51,604354.39,595078.51,604354.39,"-","-","SM0461D0","SC Kober Vaduri","-","-","-","-","SM-CF001",null,"SC Kober SRL - Sucursala Vaduri","octombrie - decembrie 2021",null,null,null,null,"Bacău",null,null,null,null,null,null,null,null,null,null,null,null,null,"PRRASM 2021_IB1_Anexa 1",null,"","","","","","","","","",null,null,null,null,null,"Afectat sau NU?","-","-","Afectat sau NU?","-","-","Afectat sau NU?","-","-"]
[4,"-","x","Punere în siguranță subtraversare râu Bistrița cu conducta 12” Piatra Neamț - Bicaz, în zona Viișoara",124992,"Vaduri","Neamț",594758.28,604040.56000000006,594758.28,604040.56000000006,"-","-","SM1052D0","Vaduri","-","-","-","-","SM-SD001",null,"Delgaz Grid","octombrie - decembrie 2021",null,null,null,null,"Bacău",null,null,null,null,null,null,null,null,null,null,null,null,null,"PRRASM 2021_IB1_Anexa 1",null,{"$f":"IF(B19=\"X\",IF(AN19=\"\",\"Afectat sau NU?\",IF(AN19=\"DA\",IF(((AK19+AL19)-(AE19+AF19))*24<-720,\"Neinformat\",((AK19+AL19)-(AE19+AF19))*24),\"Nu a fost afectat producator/consumator\")),\"\")","v":""},{"$f":"IF(B19=\"X\",IF(AN19=\"DA\",IF(AR19<6,LEN(TRIM(V19))-LEN(SUBSTITUTE(V19,CHAR(44),\"\"))+1,0),\"-\"),\"\")","v":""},{"$f":"IF(B19=\"X\",IF(AN19=\"DA\",LEN(TRIM(V19))-LEN(SUBSTITUTE(V19,CHAR(44),\"\"))+1,\"-\"),\"\")","v":""},{"$f":"IF(B19=\"X\",IF(AN19=\"\",\"Afectat sau NU?\",IF(AN19=\"DA\",IF(((AI19+AJ19)-(AE19+AF19))*24<-720,\"Neinformat\",((AI19+AJ19)-(AE19+AF19))*24),\"Nu a fost afectat producator/consumator\")),\"\")","v":""},{"$f":"IF(B19=\"X\",IF(AN19=\"DA\",IF(AU19<6,LEN(TRIM(U19))-LEN(SUBSTITUTE(U19,CHAR(44),\"\"))+1,0),\"-\"),\"\")","v":""},{"$f":"IF(B19=\"X\",IF(AN19=\"DA\",LEN(TRIM(U19))-LEN(SUBSTITUTE(U19,CHAR(44),\"\"))+1,\"-\"),\"\")","v":""},{"$f":"IF(B19=\"X\",IF(AN19=\"\",\"Afectat sau NU?\",IF(AN19=\"DA\",((AG19+AH19)-(AE19+AF19))*24,\"Nu a fost afectat producator/consumator\")),\"\")","v":""},{"$f":"IF(B19=\"X\",IF(AN19=\"DA\",IF(AX19>24,IF(BA19=\"NU\",0,LEN(TRIM(V19))-LEN(SUBSTITUTE(V19,CHAR(44),\"\"))+1),0),\"-\"),\"\")","v":""},{"$f":"IF(B19=\"X\",IF(AN19=\"DA\",IF(AX19>24,LEN(TRIM(V19))-LEN(SUBSTITUTE(V19,CHAR(44),\"\"))+1,0),\"-\"),\"\")","v":""},null,null,null,null,null,{"$f":"IF(C19=\"X\",IF(AN19=\"\",\"Afectat sau NU?\",IF(AN19=\"DA\",IF(AK19=\"\",\"Neinformat\",NETWORKDAYS(AK19+AL19,AE19+AF19,$BS$2:$BS$14)-2),\"Nu a fost afectat producator/consumator\")),\"\")","v":"Afectat sau NU?"},{"$f":"IF(C19=\"X\",IF(AN19=\"DA\",IF(AND(BF19>=5,AK19<>\"\"),LEN(TRIM(V19))-LEN(SUBSTITUTE(V19,CHAR(44),\"\"))+1,0),\"-\"),\"\")","v":"-"},{"$f":"IF(C19=\"X\",IF(AN19=\"DA\",LEN(TRIM(V19))-LEN(SUBSTITUTE(V19,CHAR(44),\"\"))+1,\"-\"),\"\")","v":"-"},{"$f":"IF(C19=\"X\",IF(AN19=\"\",\"Afectat sau NU?\",IF(AN19=\"DA\",IF(AI19=\"\",\"Neinformat\",NETWORKDAYS(AI19+AJ19,AE19+AF19,$BS$2:$BS$14)-2),\"Nu a fost afectat producator/consumator\")),\"\")","v":"Afectat sau NU?"},{"$f":"IF(C19=\"X\",IF(AN19=\"DA\",IF(AND(BI19>=5,AI19<>\"\"),LEN(TRIM(U19))-LEN(SUBSTITUTE(U19,CHAR(44),\"\"))+1,0),\"-\"),\"\")","v":"-"},{"$f":"IF(C19=\"X\",IF(AN19=\"DA\",LEN(TRIM(U19))-LEN(SUBSTITUTE(U19,CHAR(44),\"\"))+1,\"-\"),\"\")","v":"-"},{"$f":"IF(C19=\"X\",IF(AN19=\"\",\"Afectat sau NU?\",IF(AN19=\"DA\",((AG19+AH19)-(Z19+AA19))*24,\"Nu a fost afectat producator/consumator\")),\"\")","v":"Afectat sau NU?"},{"$f":"IF(C19=\"X\",IF(AN19<>\"DA\",\"-\",IF(AND(AN19=\"DA\",BL19<=0),LEN(TRIM(V19))-LEN(SUBSTITUTE(V19,CHAR(44),\"\"))+1+LEN(TRIM(U19))-LEN(SUBSTITUTE(U19,CHAR(44),\"\"))+1,0)),\"\")","v":"-"},{"$f":"IF(C19=\"X\",IF(AN19=\"DA\",LEN(TRIM(V19))-LEN(SUBSTITUTE(V19,CHAR(44),\"\"))+1+LEN(TRIM(U19))-LEN(SUBSTITUTE(U19,CHAR(44),\"\"))+1,\"-\"),\"\")","v":"-"}]
[5,"-","x","Punere în siguranță subtraversare râu Bistrița cu conducta 12” Piatra Neamț - Bicaz, în zona Viișoara",122604,"Stejaru","Neamț",589703.30000000005,602610.30000000005,589703.30000000005,602610.30000000005,"-","-","SM0458D0","Stejaru","-","-","-","-","SM-SD001",null,"Delgaz Grid","octombrie - decembrie 2021",null,null,null,null,"Bacău",null,null,null,null,null,null,null,null,null,null,null,null,null,"PRRASM 2021_IB1_Anexa 1",null,"","","","","","","","","",null,null,null,null,null,"Afectat sau NU?","-","-",{"$f":"IF(C20=\"X\",IF(AN20=\"\",\"Afectat sau NU?\",IF(AN20=\"DA\",IF(AI20=\"\",\"Neinformat\",NETWORKDAYS(AI20+AJ20,AE20+AF20,$BS$2:$BS$14)-2),\"Nu a fost afectat producator/consumator\")),\"\")","v":"Afectat sau NU?"},"-","-","Afectat sau NU?","-","-"]
[6,"-","x","Punere în siguranță subtraversare râu Bistrița cu conducta 12” Piatra Neamț - Bicaz, în zona Viișoara",120977,"Bicaz","Neamț",583336.32999999996,601827.11,583336.32999999996,601827.11,"-","-","SM0459D0","Bicaz","-","-","-","-","SM-SD001",null,"Delgaz Grid","octombrie - decembrie 2021",null,null,null,null,"Bacău",null,null,null,null,null,null,null,null,null,null,null,null,null,"PRRASM 2021_IB1_Anexa 1",null,"","","","","","","","","",null,null,null,null,null,"Afectat sau NU?","-","-","Afectat sau NU?","-","-",{"$f":"IF(C21=\"X\",IF(AN21=\"\",\"Afectat sau NU?\",IF(AN21=\"DA\",((AG21+AH21)-(Z21+AA21))*24,\"Nu a fost afectat producator/consumator\")),\"\")","v":"Afectat sau NU?"},"-","-"]
[{"$f":"A21+1","v":7},"-","x","Pregătire conductă 24” Paltin - Schitu Golești pentru transformare în conductă godevilabilă (jud. Argeș)",13506,"Câmpulung","Argeș",506375.179,420606.43400000001,506375.179,420606.43400000001,"-","-","SM0429D0","SC Edilul Câmpulung","-","-","-","-","SM-CF001",null,"SC Edilul C.G.A. SA","iulie - septembrie 2022",null,null,null,null,"Craiova",null,null,null,null,null,null,null,null,null,null,null,null,null,"PRRASM 2021_IIA2_Anexa 1",null,"","","","","","","","","",null,null,null,null,null,{"$f":"IF(C22=\"X\",IF(AN22=\"\",\"Afectat sau NU?\",IF(AN22=\"DA\",IF(AK22=\"\",\"Neinformat\",NETWORKDAYS(AK22+AL22,AE22+AF22,$BS$2:$BS$14)-2),\"Nu a fost afectat producator/consumator\")),\"\")","v":"Afectat sau NU?"},{"$f":"IF(C22=\"X\",IF(AN22=\"DA\",IF(AND(BF22>=5,AK22<>\"\"),LEN(TRIM(V22))-LEN(SUBSTITUTE(V22,CHAR(44),\"\"))+1,0),\"-\"),\"\")","v":"-"},{"$f":"IF(C22=\"X\",IF(AN22=\"DA\",LEN(TRIM(V22))-LEN(SUBSTITUTE(V22,CHAR(44),\"\"))+1,\"-\"),\"\")","v":"-"},{"$f":"IF(C22=\"X\",IF(AN22=\"\",\"Afectat sau NU?\",IF(AN22=\"DA\",IF(AI22=\"\",\"Neinformat\",NETWORKDAYS(AI22+AJ22,AE22+AF22,$BS$2:$BS$14)-2),\"Nu a fost afectat producator/consumator\")),\"\")","v":"Afectat sau NU?"},{"$f":"IF(C22=\"X\",IF(AN22=\"DA\",IF(AND(BI22>=5,AI22<>\"\"),LEN(TRIM(U22))-LEN(SUBSTITUTE(U22,CHAR(44),\"\"))+1,0),\"-\"),\"\")","v":"-"},{"$f":"IF(C22=\"X\",IF(AN22=\"DA\",LEN(TRIM(U22))-LEN(SUBSTITUTE(U22,CHAR(44),\"\"))+1,\"-\"),\"\")","v":"-"},{"$f":"IF(C22=\"X\",IF(AN22=\"\",\"Afectat sau NU?\",IF(AN22=\"DA\",((AG22+AH22)-(Z22+AA22))*24,\"Nu a fost afectat producator/consumator\")),\"\")","v":"Afectat sau NU?"},{"$f":"IF(C22=\"X\",IF(AN22<>\"DA\",\"-\",IF(AND(AN22=\"DA\",BL22<=0),LEN(TRIM(V22))-LEN(SUBSTITUTE(V22,CHAR(44),\"\"))+1+LEN(TRIM(U22))-LEN(SUBSTITUTE(U22,CHAR(44),\"\"))+1,0)),\"\")","v":"-"},{"$f":"IF(C22=\"X\",IF(AN22=\"DA\",LEN(TRIM(V22))-LEN(SUBSTITUTE(V22,CHAR(44),\"\"))+1+LEN(TRIM(U22))-LEN(SUBSTITUTE(U22,CHAR(44),\"\"))+1,\"-\"),\"\")","v":"-"}]
[8,"-","x","Pregătire conductă 24” Paltin - Schitu Golești pentru transformare în conductă godevilabilă (jud. Argeș)",13506,"Câmpulung","Argeș",506435.56099999999,420938.47100000002,506435.56099999999,420938.47100000002,"-","-","SM0874D0","SC Complex Holcim Câmpulung Sediu","-","-","-","-","SM-CF001",null,"SC Holcim (România) SA","iulie - septembrie 2022",null,null,null,null,"Craiova",null,null,null,null,null,null,null,null,null,null,null,null,null,"PRRASM 2021_IIA2_Anexa 1",null,"","","","","","","","","",null,null,null,null,null,"Afectat sau NU?","-","-","Afectat sau NU?","-","-","Afectat sau NU?","-","-"]
[9,"-","x","Pregătire conductă 24” Paltin - Schitu Golești pentru transformare în conductă godevilabilă (jud. Argeș)",13506,"Câmpulung","Argeș",506492.15500000003,421280.19400000002,506492.15500000003,421280.19400000002,"-","-","SM0078D0","SC Romturingia Câmpulung","-","-","-","-","SM-CF001",null,"SC Romturingia SRL","iulie - septembrie 2022",null,null,null,null,"Craiova",null,null,null,null,null,null,null,null,null,null,null,null,null,"PRRASM 2021_IIA2_Anexa 1",null,"","","","","","","","","",null,null,null,null,null,"Afectat sau NU?","-","-","Afectat sau NU?","-","-","Afectat sau NU?","-","-"]
[10,"-","x","Pregătire conductă 24” Paltin - Schitu Golești pentru transformare în conductă godevilabilă (jud. Argeș)",13506,"Câmpulung","Argeș",509108.28096399998,421227.17672599998,509108.28096399998,421227.17672599998,"-","-","SM0213D1","SC Holcim Câmpulung","-","-","-","-","SM-CF001",null,"SC Holcim (România) SA","iulie - septembrie 2022",null,null,null,null,"Craiova",null,null,null,null,null,null,null,null,null,null,null,null,null,"PRRASM 2021_IIA2_Anexa 1",null,"","","","","","","","","",null,null,null,null,null,"Afectat sau NU?","-","-","Afectat sau NU?","-","-","Afectat sau NU?","-","-"]
[11,"-","x","Pregătire conductă 24” Paltin - Schitu Golești pentru transformare în conductă godevilabilă (jud. Argeș)",13506,"Câmpulung","Argeș",509108.28096399998,421227.17672599998,509108.28096399998,421227.17672599998,"-","-","SM0213D2","SC Carmeuse Holding Câmpulung","-","-","-","-","SM-CF001",null,"SC Carmeuse Holding SRL","iulie - septembrie 2022",null,null,null,null,"Craiova",null,null,null,null,null,null,null,null,null,null,null,null,null,"PRRASM 2021_IIA2_Anexa 1",null,{"$f":"IF(B26=\"X\",IF(AN26=\"\",\"Afectat sau NU?\",IF(AN26=\"DA\",IF(((AK26+AL26)-(AE26+AF26))*24<-720,\"Neinformat\",((AK26+AL26)-(AE26+AF26))*24),\"Nu a fost afectat producator/consumator\")),\"\")","v":""},{"$f":"IF(B26=\"X\",IF(AN26=\"DA\",IF(AR26<6,LEN(TRIM(V26))-LEN(SUBSTITUTE(V26,CHAR(44),\"\"))+1,0),\"-\"),\"\")","v":""},{"$f":"IF(B26=\"X\",IF(AN26=\"DA\",LEN(TRIM(V26))-LEN(SUBSTITUTE(V26,CHAR(44),\"\"))+1,\"-\"),\"\")","v":""},{"$f":"IF(B26=\"X\",IF(AN26=\"\",\"Afectat sau NU?\",IF(AN26=\"DA\",IF(((AI26+AJ26)-(AE26+AF26))*24<-720,\"Neinformat\",((AI26+AJ26)-(AE26+AF26))*24),\"Nu a fost afectat producator/consumator\")),\"\")","v":""},{"$f":"IF(B26=\"X\",IF(AN26=\"DA\",IF(AU26<6,LEN(TRIM(U26))-LEN(SUBSTITUTE(U26,CHAR(44),\"\"))+1,0),\"-\"),\"\")","v":""},{"$f":"IF(B26=\"X\",IF(AN26=\"DA\",LEN(TRIM(U26))-LEN(SUBSTITUTE(U26,CHAR(44),\"\"))+1,\"-\"),\"\")","v":""},{"$f":"IF(B26=\"X\",IF(AN26=\"\",\"Afectat sau NU?\",IF(AN26=\"DA\",((AG26+AH26)-(AE26+AF26))*24,\"Nu a fost afectat producator/consumator\")),\"\")","v":""},{"$f":"IF(B26=\"X\",IF(AN26=\"DA\",IF(AX26>24,IF(BA26=\"NU\",0,LEN(TRIM(V26))-LEN(SUBSTITUTE(V26,CHAR(44),\"\"))+1),0),\"-\"),\"\")","v":""},{"$f":"IF(B26=\"X\",IF(AN26=\"DA\",IF(AX26>24,LEN(TRIM(V26))-LEN(SUBSTITUTE(V26,CHAR(44),\"\"))+1,0),\"-\"),\"\")","v":""},null,null,null,null,null,{"$f":"IF(C26=\"X\",IF(AN26=\"\",\"Afectat sau NU?\",IF(AN26=\"DA\",IF(AK26=\"\",\"Neinformat\",NETWORKDAYS(AK26+AL26,AE26+AF26,$BS$2:$BS$14)-2),\"Nu a fost afectat producator/consumator\")),\"\")","v":"Afectat sau NU?"},{"$f":"IF(C26=\"X\",IF(AN26=\"DA\",IF(AND(BF26>=5,AK26<>\"\"),LEN(TRIM(V26))-LEN(SUBSTITUTE(V26,CHAR(44),\"\"))+1,0),\"-\"),\"\")","v":"-"},{"$f":"IF(C26=\"X\",IF(AN26=\"DA\",LEN(TRIM(V26))-LEN(SUBSTITUTE(V26,CHAR(44),\"\"))+1,\"-\"),\"\")","v":"-"},{"$f":"IF(C26=\"X\",IF(AN26=\"\",\"Afectat sau NU?\",IF(AN26=\"DA\",IF(AI26=\"\",\"Neinformat\",NETWORKDAYS(AI26+AJ26,AE26+AF26,$BS$2:$BS$14)-2),\"Nu a fost afectat producator/consumator\")),\"\")","v":"Afectat sau NU?"},{"$f":"IF(C26=\"X\",IF(AN26=\"DA\",IF(AND(BI26>=5,AI26<>\"\"),LEN(TRIM(U26))-LEN(SUBSTITUTE(U26,CHAR(44),\"\"))+1,0),\"-\"),\"\")","v":"-"},{"$f":"IF(C26=\"X\",IF(AN26=\"DA\",LEN(TRIM(U26))-LEN(SUBSTITUTE(U26,CHAR(44),\"\"))+1,\"-\"),\"\")","v":"-"},{"$f":"IF(C26=\"X\",IF(AN26=\"\",\"Afectat sau NU?\",IF(AN26=\"DA\",((AG26+AH26)-(Z26+AA26))*24,\"Nu a fost afectat producator/consumator\")),\"\")","v":"Afectat sau NU?"},{"$f":"IF(C26=\"X\",IF(AN26<>\"DA\",\"-\",IF(AND(AN26=\"DA\",BL26<=0),LEN(TRIM(V26))-LEN(SUBSTITUTE(V26,CHAR(44),\"\"))+1+LEN(TRIM(U26))-LEN(SUBSTITUTE(U26,CHAR(44),\"\"))+1,0)),\"\")","v":"-"},{"$f":"IF(C26=\"X\",IF(AN26=\"DA\",LEN(TRIM(V26))-LEN(SUBSTITUTE(V26,CHAR(44),\"\"))+1+LEN(TRIM(U26))-LEN(SUBSTITUTE(U26,CHAR(44),\"\"))+1,\"-\"),\"\")","v":"-"}]
[12,"-","x","Pregătire conductă 24” Paltin - Schitu Golești pentru transformare în conductă godevilabilă (jud. Argeș)",13533,"Valea Mare Pravăț","Argeș",509108.28096399998,421227.17672599998,509108.28096399998,421227.17672599998,"-","-","SM0213D3","SC Star Multitrade Pravăț","-","-","-","-","SM-SD001",null,"SC Distrigaz Sud Rețele","iulie - septembrie 2022",null,null,null,null,"Craiova",null,null,null,null,null,null,null,null,null,null,null,null,null,"PRRASM 2021_IIA2_Anexa 1",null,"","","","","","","","","",null,null,null,null,null,"Afectat sau NU?","-","-","Afectat sau NU?","-","-","Afectat sau NU?","-","-"]
[13,"-","x","Pregătire conductă 24” Paltin - Schitu Golești pentru transformare în conductă godevilabilă (jud. Argeș)",13506,"Câmpulung","Argeș",504544.17111499998,418845.73154000001,504544.17111499998,418845.73154000001,"-","-","SM0216D0","Câmpulung Muscel","-","-","-","-","SM-SD001",null,"SC Distrigaz Sud Rețele","iulie - septembrie 2022",null,null,null,null,"Craiova",null,null,null,null,null,null,null,null,null,null,null,null,null,"PRRASM 2021_IIA2_Anexa 1",null,"","","","","","","","","",null,null,null,null,null,"Afectat sau NU?","-","-","Afectat sau NU?","-","-","Afectat sau NU?","-","-"]
[14,"-","x","Pregătire conductă 24” Paltin - Schitu Golești pentru transformare în conductă godevilabilă (jud. Argeș)",16917,"Lerești","Argeș",505375.83399999997,421813.47600000002,505375.83399999997,421813.47600000002,"-","-","SM1242D0","Lerești","-","-","-","-","SM-SD001",null,"SC Distrigaz Sud Rețele","iulie - septembrie 2022",null,null,null,null,"Craiova",null,null,null,null,null,null,null,null,null,null,null,null,null,"PRRASM 2021_IIA2_Anexa 1",null,"","","","","","","","","",null,null,null,null,null,"Afectat sau NU?","-","-","Afectat sau NU?","-","-","Afectat sau NU?","-","-"]
[15,"-","x","Pregătire conductă 24” Paltin - Schitu Golești pentru transformare în conductă godevilabilă (jud. Argeș)",16356,"Podu Dâmboviței","Argeș",515779.41327671334,434408.46333483607,515779.41327671334,434408.46333483607,"-","-","SM1088D0","Podu Dâmboviței","-","-","-","-","SM-SD001",null,"SC Distrigaz Sud Rețele","iulie - septembrie 2022",null,null,null,null,"Brașov",null,null,null,null,null,null,null,null,null,null,null,null,null,"PRRASM 2021_IIA2_Anexa 1",null,"","","","","","","","","",null,null,null,null,null,"Afectat sau NU?","-","-","Afectat sau NU?","-","-","Afectat sau NU?","-","-"]
[16,"-","x","Pregătire conductă 24” Paltin - Schitu Golești pentru transformare în conductă godevilabilă (jud. Argeș)",18536,"Rucăr","Argeș",514200.63,431834.68,514200.63,431834.68,"-","-","SM0938D0","Rucăr","-","-","-","-","SM-SD001",null,"Distrigaz Sud Rețele","iulie - septembrie 2022",null,null,null,null,"Brașov",null,null,null,null,null,null,null,null,null,null,null,null,null,"PRRASM 2021_IIA2_Anexa 1",null,{"$f":"IF(B31=\"X\",IF(AN31=\"\",\"Afectat sau NU?\",IF(AN31=\"DA\",IF(((AK31+AL31)-(AE31+AF31))*24<-720,\"Neinformat\",((AK31+AL31)-(AE31+AF31))*24),\"Nu a fost afectat producator/consumator\")),\"\")","v":""},{"$f":"IF(B31=\"X\",IF(AN31=\"DA\",IF(AR31<6,LEN(TRIM(V31))-LEN(SUBSTITUTE(V31,CHAR(44),\"\"))+1,0),\"-\"),\"\")","v":""},{"$f":"IF(B31=\"X\",IF(AN31=\"DA\",LEN(TRIM(V31))-LEN(SUBSTITUTE(V31,CHAR(44),\"\"))+1,\"-\"),\"\")","v":""},{"$f":"IF(B31=\"X\",IF(AN31=\"\",\"Afectat sau NU?\",IF(AN31=\"DA\",IF(((AI31+AJ31)-(AE31+AF31))*24<-720,\"Neinformat\",((AI31+AJ31)-(AE31+AF31))*24),\"Nu a fost afectat producator/consumator\")),\"\")","v":""},{"$f":"IF(B31=\"X\",IF(AN31=\"DA\",IF(AU31<6,LEN(TRIM(U31))-LEN(SUBSTITUTE(U31,CHAR(44),\"\"))+1,0),\"-\"),\"\")","v":""},{"$f":"IF(B31=\"X\",IF(AN31=\"DA\",LEN(TRIM(U31))-LEN(SUBSTITUTE(U31,CHAR(44),\"\"))+1,\"-\"),\"\")","v":""},{"$f":"IF(B31=\"X\",IF(AN31=\"\",\"Afectat sau NU?\",IF(AN31=\"DA\",((AG31+AH31)-(AE31+AF31))*24,\"Nu a fost afectat producator/consumator\")),\"\")","v":""},{"$f":"IF(B31=\"X\",IF(AN31=\"DA\",IF(AX31>24,IF(BA31=\"NU\",0,LEN(TRIM(V31))-LEN(SUBSTITUTE(V31,CHAR(44),\"\"))+1),0),\"-\"),\"\")","v":""},{"$f":"IF(B31=\"X\",IF(AN31=\"DA\",IF(AX31>24,LEN(TRIM(V31))-LEN(SUBSTITUTE(V31,CHAR(44),\"\"))+1,0),\"-\"),\"\")","v":""},null,null,null,null,null,{"$f":"IF(C31=\"X\",IF(AN31=\"\",\"Afectat sau NU?\",IF(AN31=\"DA\",IF(AK31=\"\",\"Neinformat\",NETWORKDAYS(AK31+AL31,AE31+AF31,$BS$2:$BS$14)-2),\"Nu a fost afectat producator/consumator\")),\"\")","v":"Afectat sau NU?"},{"$f":"IF(C31=\"X\",IF(AN31=\"DA\",IF(AND(BF31>=5,AK31<>\"\"),LEN(TRIM(V31))-LEN(SUBSTITUTE(V31,CHAR(44),\"\"))+1,0),\"-\"),\"\")","v":"-"},{"$f":"IF(C31=\"X\",IF(AN31=\"DA\",LEN(TRIM(V31))-LEN(SUBSTITUTE(V31,CHAR(44),\"\"))+1,\"-\"),\"\")","v":"-"},{"$f":"IF(C31=\"X\",IF(AN31=\"\",\"Afectat sau NU?\",IF(AN31=\"DA\",IF(AI31=\"\",\"Neinformat\",NETWORKDAYS(AI31+AJ31,AE31+AF31,$BS$2:$BS$14)-2),\"Nu a fost afectat producator/consumator\")),\"\")","v":"Afectat sau NU?"},{"$f":"IF(C31=\"X\",IF(AN31=\"DA\",IF(AND(BI31>=5,AI31<>\"\"),LEN(TRIM(U31))-LEN(SUBSTITUTE(U31,CHAR(44),\"\"))+1,0),\"-\"),\"\")","v":"-"},{"$f":"IF(C31=\"X\",IF(AN31=\"DA\",LEN(TRIM(U31))-LEN(SUBSTITUTE(U31,CHAR(44),\"\"))+1,\"-\"),\"\")","v":"-"},{"$f":"IF(C31=\"X\",IF(AN31=\"\",\"Afectat sau NU?\",IF(AN31=\"DA\",((AG31+AH31)-(Z31+AA31))*24,\"Nu a fost afectat producator/consumator\")),\"\")","v":"Afectat sau NU?"},{"$f":"IF(C31=\"X\",IF(AN31<>\"DA\",\"-\",IF(AND(AN31=\"DA\",BL31<=0),LEN(TRIM(V31))-LEN(SUBSTITUTE(V31,CHAR(44),\"\"))+1+LEN(TRIM(U31))-LEN(SUBSTITUTE(U31,CHAR(44),\"\"))+1,0)),\"\")","v":"-"},{"$f":"IF(C31=\"X\",IF(AN31=\"DA\",LEN(TRIM(V31))-LEN(SUBSTITUTE(V31,CHAR(44),\"\"))+1+LEN(TRIM(U31))-LEN(SUBSTITUTE(U31,CHAR(44),\"\"))+1,\"-\"),\"\")","v":"-"}]
[17,"-","x","Pregătire conductă 28” Seleuș - Cristur - Bățani pentru transformare în conductă godevilabilă, etapa 2B (jud. Harghita)",85582,"Secuieni HG","Harghita",528595,498017,528595,498017,"-","-","SM0374D0","Secuieni I HG","-","-","-","-","SM-SD001",null,"Hargaz Harghita Gaz","aprilie - iunie 2022",null,null,null,null,"Brașov",null,null,null,null,null,null,null,null,null,null,null,null,null,"PRRASM 2021_IIA6_Anexa 1",null,"","","","","","","","","",null,null,null,null,null,"Afectat sau NU?","-","-","Afectat sau NU?","-","-","Afectat sau NU?","-","-"]
[18,"-","x","Pregătire conductă 28” Seleuș - Cristur - Bățani pentru transformare în conductă godevilabilă, etapa 2B (jud. Harghita)",85582,"Secuieni HG","Harghita",528595,498017,528595,498017,"-","-","SM0374D1","Secuieni II HG","-","-","-","-","SM-SD001",null,"Hargaz Harghita Gaz","aprilie - iunie 2022",null,null,null,null,"Brașov",null,null,null,null,null,null,null,null,null,null,null,null,null,"PRRASM 2021_IIA6_Anexa 1",null,"","","","","","","","","",null,null,null,null,null,"Afectat sau NU?","-","-","Afectat sau NU?","-","-","Afectat sau NU?","-","-"]
[19,"-","x","Pregătire conductă 28” Seleuș - Cristur - Bățani pentru transformare în conductă godevilabilă, etapa 2B (jud. Harghita)",83525,"Cristuru Secuiesc","Harghita",502769,530742,502769,530742,"-","-","SM0373D0","Cristuru Secuiesc","-","-","-","-","SM-SD001",null,"Delgaz Grid","aprilie - iunie 2022",null,null,null,null,"Brașov",null,null,null,null,null,null,null,null,null,null,null,null,null,"PRRASM 2021_IIA6_Anexa 1",null,"","","","","","","","","",null,null,null,null,null,"Afectat sau NU?","-","-","Afectat sau NU?","-","-","Afectat sau NU?","-","-"]
[20,"-","x","Pregătire conductă 28” Seleuș - Cristur - Bățani pentru transformare în conductă godevilabilă, etapa 2B (jud. Harghita)",85127,"Porumbenii Mici","Harghita",508388,530078,508388,530078,"-","-","SM0382D0","Porumbenii Mici","-","-","-","-","SM-SD001",null,"Hargaz Harghita Gaz","aprilie - iunie 2022",null,null,null,null,"Brașov",null,null,null,null,null,null,null,null,null,null,null,null,null,"PRRASM 2021_IIA6_Anexa 1",null,{"$f":"IF(B35=\"X\",IF(AN35=\"\",\"Afectat sau NU?\",IF(AN35=\"DA\",IF(((AK35+AL35)-(AE35+AF35))*24<-720,\"Neinformat\",((AK35+AL35)-(AE35+AF35))*24),\"Nu a fost afectat producator/consumator\")),\"\")","v":""},{"$f":"IF(B35=\"X\",IF(AN35=\"DA\",IF(AR35<6,LEN(TRIM(V35))-LEN(SUBSTITUTE(V35,CHAR(44),\"\"))+1,0),\"-\"),\"\")","v":""},{"$f":"IF(B35=\"X\",IF(AN35=\"DA\",LEN(TRIM(V35))-LEN(SUBSTITUTE(V35,CHAR(44),\"\"))+1,\"-\"),\"\")","v":""},{"$f":"IF(B35=\"X\",IF(AN35=\"\",\"Afectat sau NU?\",IF(AN35=\"DA\",IF(((AI35+AJ35)-(AE35+AF35))*24<-720,\"Neinformat\",((AI35+AJ35)-(AE35+AF35))*24),\"Nu a fost afectat producator/consumator\")),\"\")","v":""},{"$f":"IF(B35=\"X\",IF(AN35=\"DA\",IF(AU35<6,LEN(TRIM(U35))-LEN(SUBSTITUTE(U35,CHAR(44),\"\"))+1,0),\"-\"),\"\")","v":""},{"$f":"IF(B35=\"X\",IF(AN35=\"DA\",LEN(TRIM(U35))-LEN(SUBSTITUTE(U35,CHAR(44),\"\"))+1,\"-\"),\"\")","v":""},{"$f":"IF(B35=\"X\",IF(AN35=\"\",\"Afectat sau NU?\",IF(AN35=\"DA\",((AG35+AH35)-(AE35+AF35))*24,\"Nu a fost afectat producator/consumator\")),\"\")","v":""},{"$f":"IF(B35=\"X\",IF(AN35=\"DA\",IF(AX35>24,IF(BA35=\"NU\",0,LEN(TRIM(V35))-LEN(SUBSTITUTE(V35,CHAR(44),\"\"))+1),0),\"-\"),\"\")","v":""},{"$f":"IF(B35=\"X\",IF(AN35=\"DA\",IF(AX35>24,LEN(TRIM(V35))-LEN(SUBSTITUTE(V35,CHAR(44),\"\"))+1,0),\"-\"),\"\")","v":""},null,null,null,null,null,{"$f":"IF(C35=\"X\",IF(AN35=\"\",\"Afectat sau NU?\",IF(AN35=\"DA\",IF(AK35=\"\",\"Neinformat\",NETWORKDAYS(AK35+AL35,AE35+AF35,$BS$2:$BS$14)-2),\"Nu a fost afectat producator/consumator\")),\"\")","v":"Afectat sau NU?"},{"$f":"IF(C35=\"X\",IF(AN35=\"DA\",IF(AND(BF35>=5,AK35<>\"\"),LEN(TRIM(V35))-LEN(SUBSTITUTE(V35,CHAR(44),\"\"))+1,0),\"-\"),\"\")","v":"-"},{"$f":"IF(C35=\"X\",IF(AN35=\"DA\",LEN(TRIM(V35))-LEN(SUBSTITUTE(V35,CHAR(44),\"\"))+1,\"-\"),\"\")","v":"-"},{"$f":"IF(C35=\"X\",IF(AN35=\"\",\"Afectat sau NU?\",IF(AN35=\"DA\",IF(AI35=\"\",\"Neinformat\",NETWORKDAYS(AI35+AJ35,AE35+AF35,$BS$2:$BS$14)-2),\"Nu a fost afectat producator/consumator\")),\"\")","v":"Afectat sau NU?"},{"$f":"IF(C35=\"X\",IF(AN35=\"DA\",IF(AND(BI35>=5,AI35<>\"\"),LEN(TRIM(U35))-LEN(SUBSTITUTE(U35,CHAR(44),\"\"))+1,0),\"-\"),\"\")","v":"-"},{"$f":"IF(C35=\"X\",IF(AN35=\"DA\",LEN(TRIM(U35))-LEN(SUBSTITUTE(U35,CHAR(44),\"\"))+1,\"-\"),\"\")","v":"-"},{"$f":"IF(C35=\"X\",IF(AN35=\"\",\"Afectat sau NU?\",IF(AN35=\"DA\",((AG35+AH35)-(Z35+AA35))*24,\"Nu a fost afectat producator/consumator\")),\"\")","v":"Afectat sau NU?"},{"$f":"IF(C35=\"X\",IF(AN35<>\"DA\",\"-\",IF(AND(AN35=\"DA\",BL35<=0),LEN(TRIM(V35))-LEN(SUBSTITUTE(V35,CHAR(44),\"\"))+1+LEN(TRIM(U35))-LEN(SUBSTITUTE(U35,CHAR(44),\"\"))+1,0)),\"\")","v":"-"},{"$f":"IF(C35=\"X\",IF(AN35=\"DA\",LEN(TRIM(V35))-LEN(SUBSTITUTE(V35,CHAR(44),\"\"))+1+LEN(TRIM(U35))-LEN(SUBSTITUTE(U35,CHAR(44),\"\"))+1,\"-\"),\"\")","v":"-"}]
[21,"-","x","Pregătire conductă 28” Seleuș - Cristur - Bățani pentru transformare în conductă godevilabilă, etapa 2B (jud. Harghita)",85127,"Porumbenii Mari","Harghita",510975,529795,510975,529795,"-","-","SM0383D0","Porumbenii Mari","-","-","-","-","SM-SD001",null,"Hargaz Harghita Gaz","aprilie - iunie 2022",null,null,null,null,"Brașov",null,null,null,null,null,null,null,null,null,null,null,null,null,"PRRASM 2021_IIA6_Anexa 1",null,"","","","","","","","","",null,null,null,null,null,"Afectat sau NU?","-","-","Afectat sau NU?","-","-","Afectat sau NU?","-","-"]
[22,"-","x","Pregătire conductă 28” Seleuș - Cristur - Bățani pentru transformare în conductă godevilabilă, etapa 2B (jud. Harghita)",85127,"Lutița","Harghita",514498,528363,514498,528363,"-","-","SM0384D0","Lutița","-","-","-","-","SM-SD001",null,"Delgaz Grid","aprilie - iunie 2022",null,null,null,null,"Brașov",null,null,null,null,null,null,null,null,null,null,null,null,null,"PRRASM 2021_IIA6_Anexa 1",null,"","","","","","","","","",null,null,null,null,null,"Afectat sau NU?","-","-","Afectat sau NU?","-","-","Afectat sau NU?","-","-"]
[{"$f":"SUM(1,A37)","v":23},"-","x","Conductă de transport gaze naturale Nadeș - Sighișoara",114596,"Hetiur","Mureș",481685.76000000001,529831.52,481685.76000000001,529831.52,null,null,"SM0834D0","Hetiur",null,null,null,null,"SM-SD001",null,"Delgaz Grid","octombrie - decembrie 2021",null,null,null,null,"Brașov",null,null,null,null,null,null,null,null,null,null,null,null,null,"PMDI 2021_cap.A_2.1.B.3",null,"","","","","","","","","",null,null,null,null,null,"Afectat sau NU?","-","-","Afectat sau NU?","-","-","Afectat sau NU?","-","-"]
[24,"-","x","Înlocuire tronson pe conducta de transport gaze naturale 8” racord SRM Poiana Brașov",42432,"Poiana Brașov","Braşov",543202.21,455663.91,543202.21,455663.91,"-","-","SM0054D0","Poiana Brașov","-","-","-","-","SM-SD001",null,"Distrigaz Sud Rețele","octombrie - decembrie 2021",null,null,null,null,"Brașov",null,null,null,null,null,null,null,null,null,null,null,null,null,"PMDI 2021_cap.A_2.1.B.6",null,"","","","","","","","","",null,null,null,null,null,"Afectat sau NU?","-","-","Afectat sau NU?","-","-","Afectat sau NU?","-","-"]
[25,"-","x","Înlocuire tronson pe conducta de transport gaze naturale 8” racord SRM Poiana Brașov",42432,"Poiana Brașov","Braşov",543067.84,456573.21,543067.84,456573.21,"-","-","SM1113D0","Poiana Sticlăriei","-","-","-","-","SM-SD001",null,"Distrigaz Sud Rețele","octombrie - decembrie 2021",null,null,null,null,"Brașov",null,null,null,null,null,null,null,null,null,null,null,null,null,"PMDI 2021_cap.A_2.1.B.6",null,"","","","","","","","","",null,null,null,null,null,"Afectat sau NU?","-","-","Afectat sau NU?","-","-","Afectat sau NU?","-","-"]
[26,"-","x","Punere în siguranță traversare aeriană peste canal râul Bistrița cu conducta 12” Piatra Neamț - Bicaz, zona Pângărați",122604,"Stejaru","Neamț",589703.30000000005,602610.30000000005,589703.30000000005,602610.30000000005,"-","-","SM0458D0","Stejaru","-","-","-","-","SM-SD001",null,"Delgaz Grid","aprilie - iunie 2022",null,null,null,null,"Bacău",null,null,null,null,null,null,null,null,null,null,null,null,null,"PMDI 2021_cap.A_2.1.B.15",null,"","","","","","","","","",null,null,null,null,null,"Afectat sau NU?","-","-","Afectat sau NU?","-","-","Afectat sau NU?","-","-"]
[27,"-","x","Punere în siguranță traversare aeriană peste canal râul Bistrița cu conducta 12” Piatra Neamț - Bicaz, zona Pângărați",120977,"Bicaz","Neamț",583336.32999999996,601827.11,583336.32999999996,601827.11,"-","-","SM0459D0","Bicaz","-","-","-","-","SM-SD001",null,"Delgaz Grid","aprilie - iunie 2022",null,null,null,null,"Bacău",null,null,null,null,null,null,null,null,null,null,null,null,null,"PMDI 2021_cap.A_2.1.B.15",null,{"$f":"IF(B42=\"X\",IF(AN42=\"\",\"Afectat sau NU?\",IF(AN42=\"DA\",IF(((AK42+AL42)-(AE42+AF42))*24<-720,\"Neinformat\",((AK42+AL42)-(AE42+AF42))*24),\"Nu a fost afectat producator/consumator\")),\"\")","v":""},{"$f":"IF(B42=\"X\",IF(AN42=\"DA\",IF(AR42<6,LEN(TRIM(V42))-LEN(SUBSTITUTE(V42,CHAR(44),\"\"))+1,0),\"-\"),\"\")","v":""},{"$f":"IF(B42=\"X\",IF(AN42=\"DA\",LEN(TRIM(V42))-LEN(SUBSTITUTE(V42,CHAR(44),\"\"))+1,\"-\"),\"\")","v":""},{"$f":"IF(B42=\"X\",IF(AN42=\"\",\"Afectat sau NU?\",IF(AN42=\"DA\",IF(((AI42+AJ42)-(AE42+AF42))*24<-720,\"Neinformat\",((AI42+AJ42)-(AE42+AF42))*24),\"Nu a fost afectat producator/consumator\")),\"\")","v":""},{"$f":"IF(B42=\"X\",IF(AN42=\"DA\",IF(AU42<6,LEN(TRIM(U42))-LEN(SUBSTITUTE(U42,CHAR(44),\"\"))+1,0),\"-\"),\"\")","v":""},{"$f":"IF(B42=\"X\",IF(AN42=\"DA\",LEN(TRIM(U42))-LEN(SUBSTITUTE(U42,CHAR(44),\"\"))+1,\"-\"),\"\")","v":""},{"$f":"IF(B42=\"X\",IF(AN42=\"\",\"Afectat sau NU?\",IF(AN42=\"DA\",((AG42+AH42)-(AE42+AF42))*24,\"Nu a fost afectat producator/consumator\")),\"\")","v":""},{"$f":"IF(B42=\"X\",IF(AN42=\"DA\",IF(AX42>24,IF(BA42=\"NU\",0,LEN(TRIM(V42))-LEN(SUBSTITUTE(V42,CHAR(44),\"\"))+1),0),\"-\"),\"\")","v":""},{"$f":"IF(B42=\"X\",IF(AN42=\"DA\",IF(AX42>24,LEN(TRIM(V42))-LEN(SUBSTITUTE(V42,CHAR(44),\"\"))+1,0),\"-\"),\"\")","v":""},null,null,null,null,null,{"$f":"IF(C42=\"X\",IF(AN42=\"\",\"Afectat sau NU?\",IF(AN42=\"DA\",IF(AK42=\"\",\"Neinformat\",NETWORKDAYS(AK42+AL42,AE42+AF42,$BS$2:$BS$14)-2),\"Nu a fost afectat producator/consumator\")),\"\")","v":"Afectat sau NU?"},{"$f":"IF(C42=\"X\",IF(AN42=\"DA\",IF(AND(BF42>=5,AK42<>\"\"),LEN(TRIM(V42))-LEN(SUBSTITUTE(V42,CHAR(44),\"\"))+1,0),\"-\"),\"\")","v":"-"},{"$f":"IF(C42=\"X\",IF(AN42=\"DA\",LEN(TRIM(V42))-LEN(SUBSTITUTE(V42,CHAR(44),\"\"))+1,\"-\"),\"\")","v":"-"},{"$f":"IF(C42=\"X\",IF(AN42=\"\",\"Afectat sau NU?\",IF(AN42=\"DA\",IF(AI42=\"\",\"Neinformat\",NETWORKDAYS(AI42+AJ42,AE42+AF42,$BS$2:$BS$14)-2),\"Nu a fost afectat producator/consumator\")),\"\")","v":"Afectat sau NU?"},{"$f":"IF(C42=\"X\",IF(AN42=\"DA\",IF(AND(BI42>=5,AI42<>\"\"),LEN(TRIM(U42))-LEN(SUBSTITUTE(U42,CHAR(44),\"\"))+1,0),\"-\"),\"\")","v":"-"},{"$f":"IF(C42=\"X\",IF(AN42=\"DA\",LEN(TRIM(U42))-LEN(SUBSTITUTE(U42,CHAR(44),\"\"))+1,\"-\"),\"\")","v":"-"},{"$f":"IF(C42=\"X\",IF(AN42=\"\",\"Afectat sau NU?\",IF(AN42=\"DA\",((AG42+AH42)-(Z42+AA42))*24,\"Nu a fost afectat producator/consumator\")),\"\")","v":"Afectat sau NU?"},{"$f":"IF(C42=\"X\",IF(AN42<>\"DA\",\"-\",IF(AND(AN42=\"DA\",BL42<=0),LEN(TRIM(V42))-LEN(SUBSTITUTE(V42,CHAR(44),\"\"))+1+LEN(TRIM(U42))-LEN(SUBSTITUTE(U42,CHAR(44),\"\"))+1,0)),\"\")","v":"-"},{"$f":"IF(C42=\"X\",IF(AN42=\"DA\",LEN(TRIM(V42))-LEN(SUBSTITUTE(V42,CHAR(44),\"\"))+1+LEN(TRIM(U42))-LEN(SUBSTITUTE(U42,CHAR(44),\"\"))+1,\"-\"),\"\")","v":"-"}]
[28,"-","x","Punere în siguranță traversare aeriană peste canal râu Bistrița cu conducta 12” Piatra Neamț - Bicaz, zona Bicaz",120977,"Bicaz","Neamț",583336.32999999996,601827.11,583336.32999999996,601827.11,"-","-","SM0459D0","Bicaz","-","-","-","-","SM-SD001",null,"Delgaz Grid","aprilie - iunie 2022",null,null,null,null,"Bacău",null,null,null,null,null,null,null,null,null,null,null,null,null,"PMDI 2021_cap.A_2.1.B.16",null,"","","","","","","","","",null,null,null,null,null,"Afectat sau NU?","-","-","Afectat sau NU?","-","-","Afectat sau NU?","-","-"]
[29,"-","x","Punere în siguranță subtraversare râu Moldovița cu conducta de transport gaze naturale 12” Frasin - Câmpulung Moldovenesc, zona localității Vama",146511,"Câmpulung Moldovenesc","Suceava",541635.5,669718.05000000005,541635.5,669718.05000000005,"-","-","SM1126D0","Câmpulung Moldovenesc","-","-","-","-","SM-SD001",null,"Nova Power&Gas","octombrie - decembrie 2021",null,null,null,null,"Bacău",null,null,null,null,null,null,null,null,null,null,null,null,null,"PMDI 2021_cap.A_2.1.B.10",null,"","","","","","","","","",null,null,null,null,null,"Afectat sau NU?","-","-","Afectat sau NU?","-","-","Afectat sau NU?","-","-"]
[30,"-","x","Punere în siguranță conductă 20” Medieșu Aurit - Abrămuț, zona Culciu Mare",137559,"Culciu Mare","Satu Mare",355830.22,696040.63,355830.22,696040.63,"-","-","SM1083D0","Culciu","-","-","-","-","SM-SD001",null,"CPL Concordia","iulie - septembrie 2022",null,null,null,null,"Cluj",null,null,null,null,null,null,null,null,null,null,null,null,null,"PMDI 2021_cap.A_2.1.B.11",null,{"$f":"IF(B45=\"X\",IF(AN45=\"\",\"Afectat sau NU?\",IF(AN45=\"DA\",IF(((AK45+AL45)-(AE45+AF45))*24<-720,\"Neinformat\",((AK45+AL45)-(AE45+AF45))*24),\"Nu a fost afectat producator/consumator\")),\"\")","v":""},{"$f":"IF(B45=\"X\",IF(AN45=\"DA\",IF(AR45<6,LEN(TRIM(V45))-LEN(SUBSTITUTE(V45,CHAR(44),\"\"))+1,0),\"-\"),\"\")","v":""},{"$f":"IF(B45=\"X\",IF(AN45=\"DA\",LEN(TRIM(V45))-LEN(SUBSTITUTE(V45,CHAR(44),\"\"))+1,\"-\"),\"\")","v":""},{"$f":"IF(B45=\"X\",IF(AN45=\"\",\"Afectat sau NU?\",IF(AN45=\"DA\",IF(((AI45+AJ45)-(AE45+AF45))*24<-720,\"Neinformat\",((AI45+AJ45)-(AE45+AF45))*24),\"Nu a fost afectat producator/consumator\")),\"\")","v":""},{"$f":"IF(B45=\"X\",IF(AN45=\"DA\",IF(AU45<6,LEN(TRIM(U45))-LEN(SUBSTITUTE(U45,CHAR(44),\"\"))+1,0),\"-\"),\"\")","v":""},{"$f":"IF(B45=\"X\",IF(AN45=\"DA\",LEN(TRIM(U45))-LEN(SUBSTITUTE(U45,CHAR(44),\"\"))+1,\"-\"),\"\")","v":""},{"$f":"IF(B45=\"X\",IF(AN45=\"\",\"Afectat sau NU?\",IF(AN45=\"DA\",((AG45+AH45)-(AE45+AF45))*24,\"Nu a fost afectat producator/consumator\")),\"\")","v":""},{"$f":"IF(B45=\"X\",IF(AN45=\"DA\",IF(AX45>24,IF(BA45=\"NU\",0,LEN(TRIM(V45))-LEN(SUBSTITUTE(V45,CHAR(44),\"\"))+1),0),\"-\"),\"\")","v":""},{"$f":"IF(B45=\"X\",IF(AN45=\"DA\",IF(AX45>24,LEN(TRIM(V45))-LEN(SUBSTITUTE(V45,CHAR(44),\"\"))+1,0),\"-\"),\"\")","v":""},null,null,null,null,null,{"$f":"IF(C45=\"X\",IF(AN45=\"\",\"Afectat sau NU?\",IF(AN45=\"DA\",IF(AK45=\"\",\"Neinformat\",NETWORKDAYS(AK45+AL45,AE45+AF45,$BS$2:$BS$14)-2),\"Nu a fost afectat producator/consumator\")),\"\")","v":"Afectat sau NU?"},{"$f":"IF(C45=\"X\",IF(AN45=\"DA\",IF(AND(BF45>=5,AK45<>\"\"),LEN(TRIM(V45))-LEN(SUBSTITUTE(V45,CHAR(44),\"\"))+1,0),\"-\"),\"\")","v":"-"},{"$f":"IF(C45=\"X\",IF(AN45=\"DA\",LEN(TRIM(V45))-LEN(SUBSTITUTE(V45,CHAR(44),\"\"))+1,\"-\"),\"\")","v":"-"},{"$f":"IF(C45=\"X\",IF(AN45=\"\",\"Afectat sau NU?\",IF(AN45=\"DA\",IF(AI45=\"\",\"Neinformat\",NETWORKDAYS(AI45+AJ45,AE45+AF45,$BS$2:$BS$14)-2),\"Nu a fost afectat producator/consumator\")),\"\")","v":"Afectat sau NU?"},{"$f":"IF(C45=\"X\",IF(AN45=\"DA\",IF(AND(BI45>=5,AI45<>\"\"),LEN(TRIM(U45))-LEN(SUBSTITUTE(U45,CHAR(44),\"\"))+1,0),\"-\"),\"\")","v":"-"},{"$f":"IF(C45=\"X\",IF(AN45=\"DA\",LEN(TRIM(U45))-LEN(SUBSTITUTE(U45,CHAR(44),\"\"))+1,\"-\"),\"\")","v":"-"},{"$f":"IF(C45=\"X\",IF(AN45=\"\",\"Afectat sau NU?\",IF(AN45=\"DA\",((AG45+AH45)-(Z45+AA45))*24,\"Nu a fost afectat producator/consumator\")),\"\")","v":"Afectat sau NU?"},{"$f":"IF(C45=\"X\",IF(AN45<>\"DA\",\"-\",IF(AND(AN45=\"DA\",BL45<=0),LEN(TRIM(V45))-LEN(SUBSTITUTE(V45,CHAR(44),\"\"))+1+LEN(TRIM(U45))-LEN(SUBSTITUTE(U45,CHAR(44),\"\"))+1,0)),\"\")","v":"-"},{"$f":"IF(C45=\"X\",IF(AN45=\"DA\",LEN(TRIM(V45))-LEN(SUBSTITUTE(V45,CHAR(44),\"\"))+1+LEN(TRIM(U45))-LEN(SUBSTITUTE(U45,CHAR(44),\"\"))+1,\"-\"),\"\")","v":"-"}]
[31,"-","x","Punere în siguranță traversare aeriană peste canal râul Bistrița cu conducta 12” Piatra Neamț - Bicaz, zona Stejaru",122604,"Stejaru","Neamț",589703.30000000005,602610.30000000005,589703.30000000005,602610.30000000005,"-","-","SM0458D0","Stejaru","-","-","-","-","SM-SD001",null,"Delgaz Grid","ianuarie - martie 2022",null,null,null,null,"Bacău",null,null,null,null,null,null,null,null,null,null,null,null,null,"PMDI 2021_cap.A_2.1.B.28",null,{"$f":"IF(B46=\"X\",IF(AN46=\"\",\"Afectat sau NU?\",IF(AN46=\"DA\",IF(((AK46+AL46)-(AE46+AF46))*24<-720,\"Neinformat\",((AK46+AL46)-(AE46+AF46))*24),\"Nu a fost afectat producator/consumator\")),\"\")","v":""},{"$f":"IF(B46=\"X\",IF(AN46=\"DA\",IF(AR46<6,LEN(TRIM(V46))-LEN(SUBSTITUTE(V46,CHAR(44),\"\"))+1,0),\"-\"),\"\")","v":""},{"$f":"IF(B46=\"X\",IF(AN46=\"DA\",LEN(TRIM(V46))-LEN(SUBSTITUTE(V46,CHAR(44),\"\"))+1,\"-\"),\"\")","v":""},{"$f":"IF(B46=\"X\",IF(AN46=\"\",\"Afectat sau NU?\",IF(AN46=\"DA\",IF(((AI46+AJ46)-(AE46+AF46))*24<-720,\"Neinformat\",((AI46+AJ46)-(AE46+AF46))*24),\"Nu a fost afectat producator/consumator\")),\"\")","v":""},{"$f":"IF(B46=\"X\",IF(AN46=\"DA\",IF(AU46<6,LEN(TRIM(U46))-LEN(SUBSTITUTE(U46,CHAR(44),\"\"))+1,0),\"-\"),\"\")","v":""},{"$f":"IF(B46=\"X\",IF(AN46=\"DA\",LEN(TRIM(U46))-LEN(SUBSTITUTE(U46,CHAR(44),\"\"))+1,\"-\"),\"\")","v":""},{"$f":"IF(B46=\"X\",IF(AN46=\"\",\"Afectat sau NU?\",IF(AN46=\"DA\",((AG46+AH46)-(AE46+AF46))*24,\"Nu a fost afectat producator/consumator\")),\"\")","v":""},{"$f":"IF(B46=\"X\",IF(AN46=\"DA\",IF(AX46>24,IF(BA46=\"NU\",0,LEN(TRIM(V46))-LEN(SUBSTITUTE(V46,CHAR(44),\"\"))+1),0),\"-\"),\"\")","v":""},{"$f":"IF(B46=\"X\",IF(AN46=\"DA\",IF(AX46>24,LEN(TRIM(V46))-LEN(SUBSTITUTE(V46,CHAR(44),\"\"))+1,0),\"-\"),\"\")","v":""},null,null,null,null,null,{"$f":"IF(C46=\"X\",IF(AN46=\"\",\"Afectat sau NU?\",IF(AN46=\"DA\",IF(AK46=\"\",\"Neinformat\",NETWORKDAYS(AK46+AL46,AE46+AF46,$BS$2:$BS$14)-2),\"Nu a fost afectat producator/consumator\")),\"\")","v":"Afectat sau NU?"},{"$f":"IF(C46=\"X\",IF(AN46=\"DA\",IF(AND(BF46>=5,AK46<>\"\"),LEN(TRIM(V46))-LEN(SUBSTITUTE(V46,CHAR(44),\"\"))+1,0),\"-\"),\"\")","v":"-"},{"$f":"IF(C46=\"X\",IF(AN46=\"DA\",LEN(TRIM(V46))-LEN(SUBSTITUTE(V46,CHAR(44),\"\"))+1,\"-\"),\"\")","v":"-"},{"$f":"IF(C46=\"X\",IF(AN46=\"\",\"Afectat sau NU?\",IF(AN46=\"DA\",IF(AI46=\"\",\"Neinformat\",NETWORKDAYS(AI46+AJ46,AE46+AF46,$BS$2:$BS$14)-2),\"Nu a fost afectat producator/consumator\")),\"\")","v":"Afectat sau NU?"},{"$f":"IF(C46=\"X\",IF(AN46=\"DA\",IF(AND(BI46>=5,AI46<>\"\"),LEN(TRIM(U46))-LEN(SUBSTITUTE(U46,CHAR(44),\"\"))+1,0),\"-\"),\"\")","v":"-"},{"$f":"IF(C46=\"X\",IF(AN46=\"DA\",LEN(TRIM(U46))-LEN(SUBSTITUTE(U46,CHAR(44),\"\"))+1,\"-\"),\"\")","v":"-"},{"$f":"IF(C46=\"X\",IF(AN46=\"\",\"Afectat sau NU?\",IF(AN46=\"DA\",((AG46+AH46)-(Z46+AA46))*24,\"Nu a fost afectat producator/consumator\")),\"\")","v":"Afectat sau NU?"},{"$f":"IF(C46=\"X\",IF(AN46<>\"DA\",\"-\",IF(AND(AN46=\"DA\",BL46<=0),LEN(TRIM(V46))-LEN(SUBSTITUTE(V46,CHAR(44),\"\"))+1+LEN(TRIM(U46))-LEN(SUBSTITUTE(U46,CHAR(44),\"\"))+1,0)),\"\")","v":"-"},{"$f":"IF(C46=\"X\",IF(AN46=\"DA\",LEN(TRIM(V46))-LEN(SUBSTITUTE(V46,CHAR(44),\"\"))+1+LEN(TRIM(U46))-LEN(SUBSTITUTE(U46,CHAR(44),\"\"))+1,\"-\"),\"\")","v":"-"}]
[32,"-","x","Punere în siguranță traversare aeriană peste canal râul Bistrița cu conducta 12” Piatra Neamț - Bicaz, zona Stejaru",120977,"Bicaz","Neamț",583336.32999999996,601827.11,583336.32999999996,601827.11,"-","-","SM0459D0","Bicaz","-","-","-","-","SM-SD001",null,"Delgaz Grid","ianuarie - martie 2022",null,null,null,null,"Bacău",null,null,null,null,null,null,null,null,null,null,null,null,null,"PMDI 2021_cap.A_2.1.B.28",null,"","","","","","","","","",null,null,null,null,null,"Afectat sau NU?","-","-","Afectat sau NU?","-","-","Afectat sau NU?","-","-"]
[33,"-","x","Mărire capacitate SRM Brașov IV, jud. Brașov",40205,"Brașov","Brașov",543022.21,463921.21,543022.21,463921.21,"-","-","SM1135D0","Brașov IV","-","-","-","-","SM-SD001",null,"Distrigaz Sud Rețele","iulie - septembrie 2022",null,null,null,null,"Brașov",null,null,null,null,null,null,null,null,null,null,null,null,null,"PMDI 2021_cap.C_19",null,"","","","","","","","","",null,null,null,null,null,"Afectat sau NU?","-","-","Afectat sau NU?","-","-","Afectat sau NU?","-","-"]
[34,null,null,null,null,null,null,null,null,null,null,null,null,null,null,null,null,null,null,null,null,null,null,null,null,null,null,null,null,null,null,null,null,null,null,null,null,null,null,null,null,null,null,"","","","","","","","","",null,null,null,null,null,"","","","","","","","",""]
[35,null,null,null,null,null,null,null,null,null,null,null,null,null,null,null,null,null,null,null,null,null,null,null,null,null,null,null,null,null,null,null,null,null,null,null,null,null,null,null,null,null,null,"","","","","","","","","",null,null,null,null,null,"","","","","","","","",""]
[36,null,null,null,null,null,null,null,null,null,null,null,null,null,null,null,null,null,null,null,null,null,null,null,null,null,null,null,null,null,null,null,null,null,null,null,null,null,null,null,null,null,null,"","","","","","","","","",null,null,null,null,null,"","","","","","","","",""]
[37,null,null,null,null,null,null,null,null,null,null,null,null,null,null,null,null,null,null,null,null,null,null,null,null,null,null,null,null,null,null,null,null,null,null,null,null,null,null,null,null,null,null,"","","","","","","","","",null,null,null,null,null,"","","","","","","","",""]
[38,null,null,null,null,null,null,null,null,null,null,null,null,null,null,null,null,null,null,null,null,null,null,null,null,null,null,null,null,null,null,null,null,null,null,null,null,null,null,null,null,null,null,"","","","","","","","","",null,null,null,null,null,"","","","","","","","",""]
[39,null,null,null,null,null,null,null,null,null,null,null,null,null,null,null,null,null,null,null,null,null,null,null,null,null,null,null,null,null,null,null,null,null,null,null,null,null,null,null,null,null,null,"","","","","","","","","",null,null,null,null,null,"","","","","","","","",""]
[40,null,null,null,null,null,null,null,null,null,null,null,null,null,null,null,null,null,null,null,null,null,null,null,null,null,null,null,null,null,null,null,null,null,null,null,null,null,null,null,null,null,null,"","","","","","","","","",null,null,null,null,null,"","","","","","","","",""]
[41,null,null,null,null,null,null,null,null,null,null,null,null,null,null,null,null,null,null,null,null,null,null,null,null,null,null,null,null,null,null,null,null,null,null,null,null,null,null,null,null,null,null,{"$f":"IF(B56=\"X\",IF(AN56=\"\",\"Afectat sau NU?\",IF(AN56=\"DA\",IF(((AK56+AL56)-(AE56+AF56))*24<-720,\"Neinformat\",((AK56+AL56)-(AE56+AF56))*24),\"Nu a fost afectat producator/consumator\")),\"\")","v":""},{"$f":"IF(B56=\"X\",IF(AN56=\"DA\",IF(AR56<6,LEN(TRIM(V56))-LEN(SUBSTITUTE(V56,CHAR(44),\"\"))+1,0),\"-\"),\"\")","v":""},{"$f":"IF(B56=\"X\",IF(AN56=\"DA\",LEN(TRIM(V56))-LEN(SUBSTITUTE(V56,CHAR(44),\"\"))+1,\"-\"),\"\")","v":""},{"$f":"IF(B56=\"X\",IF(AN56=\"\",\"Afectat sau NU?\",IF(AN56=\"DA\",IF(((AI56+AJ56)-(AE56+AF56))*24<-720,\"Neinformat\",((AI56+AJ56)-(AE56+AF56))*24),\"Nu a fost afectat producator/consumator\")),\"\")","v":""},{"$f":"IF(B56=\"X\",IF(AN56=\"DA\",IF(AU56<6,LEN(TRIM(U56))-LEN(SUBSTITUTE(U56,CHAR(44),\"\"))+1,0),\"-\"),\"\")","v":""},{"$f":"IF(B56=\"X\",IF(AN56=\"DA\",LEN(TRIM(U56))-LEN(SUBSTITUTE(U56,CHAR(44),\"\"))+1,\"-\"),\"\")","v":""},{"$f":"IF(B56=\"X\",IF(AN56=\"\",\"Afectat sau NU?\",IF(AN56=\"DA\",((AG56+AH56)-(AE56+AF56))*24,\"Nu a fost afectat producator/consumator\")),\"\")","v":""},{"$f":"IF(B56=\"X\",IF(AN56=\"DA\",IF(AX56>24,IF(BA56=\"NU\",0,LEN(TRIM(V56))-LEN(SUBSTITUTE(V56,CHAR(44),\"\"))+1),0),\"-\"),\"\")","v":""},{"$f":"IF(B56=\"X\",IF(AN56=\"DA\",IF(AX56>24,LEN(TRIM(V56))-LEN(SUBSTITUTE(V56,CHAR(44),\"\"))+1,0),\"-\"),\"\")","v":""},null,null,null,null,null,{"$f":"IF(C56=\"X\",IF(AN56=\"\",\"Afectat sau NU?\",IF(AN56=\"DA\",IF(AK56=\"\",\"Neinformat\",NETWORKDAYS(AK56+AL56,AE56+AF56,$BS$2:$BS$14)-2),\"Nu a fost afectat producator/consumator\")),\"\")","v":""},{"$f":"IF(C56=\"X\",IF(AN56=\"DA\",IF(AND(BF56>=5,AK56<>\"\"),LEN(TRIM(V56))-LEN(SUBSTITUTE(V56,CHAR(44),\"\"))+1,0),\"-\"),\"\")","v":""},{"$f":"IF(C56=\"X\",IF(AN56=\"DA\",LEN(TRIM(V56))-LEN(SUBSTITUTE(V56,CHAR(44),\"\"))+1,\"-\"),\"\")","v":""},{"$f":"IF(C56=\"X\",IF(AN56=\"\",\"Afectat sau NU?\",IF(AN56=\"DA\",IF(AI56=\"\",\"Neinformat\",NETWORKDAYS(AI56+AJ56,AE56+AF56,$BS$2:$BS$14)-2),\"Nu a fost afectat producator/consumator\")),\"\")","v":""},{"$f":"IF(C56=\"X\",IF(AN56=\"DA\",IF(AND(BI56>=5,AI56<>\"\"),LEN(TRIM(U56))-LEN(SUBSTITUTE(U56,CHAR(44),\"\"))+1,0),\"-\"),\"\")","v":""},{"$f":"IF(C56=\"X\",IF(AN56=\"DA\",LEN(TRIM(U56))-LEN(SUBSTITUTE(U56,CHAR(44),\"\"))+1,\"-\"),\"\")","v":""},{"$f":"IF(C56=\"X\",IF(AN56=\"\",\"Afectat sau NU?\",IF(AN56=\"DA\",((AG56+AH56)-(Z56+AA56))*24,\"Nu a fost afectat producator/consumator\")),\"\")","v":""},{"$f":"IF(C56=\"X\",IF(AN56<>\"DA\",\"-\",IF(AND(AN56=\"DA\",BL56<=0),LEN(TRIM(V56))-LEN(SUBSTITUTE(V56,CHAR(44),\"\"))+1+LEN(TRIM(U56))-LEN(SUBSTITUTE(U56,CHAR(44),\"\"))+1,0)),\"\")","v":""},{"$f":"IF(C56=\"X\",IF(AN56=\"DA\",LEN(TRIM(V56))-LEN(SUBSTITUTE(V56,CHAR(44),\"\"))+1+LEN(TRIM(U56))-LEN(SUBSTITUTE(U56,CHAR(44),\"\"))+1,\"-\"),\"\")","v":""}]
[42,null,null,null,null,null,null,null,null,null,null,null,null,null,null,null,null,null,null,null,null,null,null,null,null,null,null,null,null,null,null,null,null,null,null,null,null,null,null,null,null,null,null,{"$f":"IF(B57=\"X\",IF(AN57=\"\",\"Afectat sau NU?\",IF(AN57=\"DA\",IF(((AK57+AL57)-(AE57+AF57))*24<-720,\"Neinformat\",((AK57+AL57)-(AE57+AF57))*24),\"Nu a fost afectat producator/consumator\")),\"\")","v":""},{"$f":"IF(B57=\"X\",IF(AN57=\"DA\",IF(AR57<6,LEN(TRIM(V57))-LEN(SUBSTITUTE(V57,CHAR(44),\"\"))+1,0),\"-\"),\"\")","v":""},{"$f":"IF(B57=\"X\",IF(AN57=\"DA\",LEN(TRIM(V57))-LEN(SUBSTITUTE(V57,CHAR(44),\"\"))+1,\"-\"),\"\")","v":""},{"$f":"IF(B57=\"X\",IF(AN57=\"\",\"Afectat sau NU?\",IF(AN57=\"DA\",IF(((AI57+AJ57)-(AE57+AF57))*24<-720,\"Neinformat\",((AI57+AJ57)-(AE57+AF57))*24),\"Nu a fost afectat producator/consumator\")),\"\")","v":""},{"$f":"IF(B57=\"X\",IF(AN57=\"DA\",IF(AU57<6,LEN(TRIM(U57))-LEN(SUBSTITUTE(U57,CHAR(44),\"\"))+1,0),\"-\"),\"\")","v":""},{"$f":"IF(B57=\"X\",IF(AN57=\"DA\",LEN(TRIM(U57))-LEN(SUBSTITUTE(U57,CHAR(44),\"\"))+1,\"-\"),\"\")","v":""},{"$f":"IF(B57=\"X\",IF(AN57=\"\",\"Afectat sau NU?\",IF(AN57=\"DA\",((AG57+AH57)-(AE57+AF57))*24,\"Nu a fost afectat producator/consumator\")),\"\")","v":""},{"$f":"IF(B57=\"X\",IF(AN57=\"DA\",IF(AX57>24,IF(BA57=\"NU\",0,LEN(TRIM(V57))-LEN(SUBSTITUTE(V57,CHAR(44),\"\"))+1),0),\"-\"),\"\")","v":""},{"$f":"IF(B57=\"X\",IF(AN57=\"DA\",IF(AX57>24,LEN(TRIM(V57))-LEN(SUBSTITUTE(V57,CHAR(44),\"\"))+1,0),\"-\"),\"\")","v":""},null,null,null,null,null,{"$f":"IF(C57=\"X\",IF(AN57=\"\",\"Afectat sau NU?\",IF(AN57=\"DA\",IF(AK57=\"\",\"Neinformat\",NETWORKDAYS(AK57+AL57,AE57+AF57,$BS$2:$BS$14)-2),\"Nu a fost afectat producator/consumator\")),\"\")","v":""},{"$f":"IF(C57=\"X\",IF(AN57=\"DA\",IF(AND(BF57>=5,AK57<>\"\"),LEN(TRIM(V57))-LEN(SUBSTITUTE(V57,CHAR(44),\"\"))+1,0),\"-\"),\"\")","v":""},{"$f":"IF(C57=\"X\",IF(AN57=\"DA\",LEN(TRIM(V57))-LEN(SUBSTITUTE(V57,CHAR(44),\"\"))+1,\"-\"),\"\")","v":""},{"$f":"IF(C57=\"X\",IF(AN57=\"\",\"Afectat sau NU?\",IF(AN57=\"DA\",IF(AI57=\"\",\"Neinformat\",NETWORKDAYS(AI57+AJ57,AE57+AF57,$BS$2:$BS$14)-2),\"Nu a fost afectat producator/consumator\")),\"\")","v":""},{"$f":"IF(C57=\"X\",IF(AN57=\"DA\",IF(AND(BI57>=5,AI57<>\"\"),LEN(TRIM(U57))-LEN(SUBSTITUTE(U57,CHAR(44),\"\"))+1,0),\"-\"),\"\")","v":""},{"$f":"IF(C57=\"X\",IF(AN57=\"DA\",LEN(TRIM(U57))-LEN(SUBSTITUTE(U57,CHAR(44),\"\"))+1,\"-\"),\"\")","v":""},{"$f":"IF(C57=\"X\",IF(AN57=\"\",\"Afectat sau NU?\",IF(AN57=\"DA\",((AG57+AH57)-(Z57+AA57))*24,\"Nu a fost afectat producator/consumator\")),\"\")","v":""},{"$f":"IF(C57=\"X\",IF(AN57<>\"DA\",\"-\",IF(AND(AN57=\"DA\",BL57<=0),LEN(TRIM(V57))-LEN(SUBSTITUTE(V57,CHAR(44),\"\"))+1+LEN(TRIM(U57))-LEN(SUBSTITUTE(U57,CHAR(44),\"\"))+1,0)),\"\")","v":""},{"$f":"IF(C57=\"X\",IF(AN57=\"DA\",LEN(TRIM(V57))-LEN(SUBSTITUTE(V57,CHAR(44),\"\"))+1+LEN(TRIM(U57))-LEN(SUBSTITUTE(U57,CHAR(44),\"\"))+1,\"-\"),\"\")","v":""}]
[43,null,null,null,null,null,null,null,null,null,null,null,null,null,null,null,null,null,null,null,null,null,null,null,null,null,null,null,null,null,null,null,null,null,null,null,null,null,null,null,null,null,null,"","","","","","","","","",null,null,null,null,null,"","","","","","","","",""]
[44,null,null,null,null,null,null,null,null,null,null,null,null,null,null,null,null,null,null,null,null,null,null,null,null,null,null,null,null,null,null,null,null,null,null,null,null,null,null,null,null,null,null,{"$f":"IF(B59=\"X\",IF(AN59=\"\",\"Afectat sau NU?\",IF(AN59=\"DA\",IF(((AK59+AL59)-(AE59+AF59))*24<-720,\"Neinformat\",((AK59+AL59)-(AE59+AF59))*24),\"Nu a fost afectat producator/consumator\")),\"\")","v":""},{"$f":"IF(B59=\"X\",IF(AN59=\"DA\",IF(AR59<6,LEN(TRIM(V59))-LEN(SUBSTITUTE(V59,CHAR(44),\"\"))+1,0),\"-\"),\"\")","v":""},{"$f":"IF(B59=\"X\",IF(AN59=\"DA\",LEN(TRIM(V59))-LEN(SUBSTITUTE(V59,CHAR(44),\"\"))+1,\"-\"),\"\")","v":""},{"$f":"IF(B59=\"X\",IF(AN59=\"\",\"Afectat sau NU?\",IF(AN59=\"DA\",IF(((AI59+AJ59)-(AE59+AF59))*24<-720,\"Neinformat\",((AI59+AJ59)-(AE59+AF59))*24),\"Nu a fost afectat producator/consumator\")),\"\")","v":""},{"$f":"IF(B59=\"X\",IF(AN59=\"DA\",IF(AU59<6,LEN(TRIM(U59))-LEN(SUBSTITUTE(U59,CHAR(44),\"\"))+1,0),\"-\"),\"\")","v":""},{"$f":"IF(B59=\"X\",IF(AN59=\"DA\",LEN(TRIM(U59))-LEN(SUBSTITUTE(U59,CHAR(44),\"\"))+1,\"-\"),\"\")","v":""},{"$f":"IF(B59=\"X\",IF(AN59=\"\",\"Afectat sau NU?\",IF(AN59=\"DA\",((AG59+AH59)-(AE59+AF59))*24,\"Nu a fost afectat producator/consumator\")),\"\")","v":""},{"$f":"IF(B59=\"X\",IF(AN59=\"DA\",IF(AX59>24,IF(BA59=\"NU\",0,LEN(TRIM(V59))-LEN(SUBSTITUTE(V59,CHAR(44),\"\"))+1),0),\"-\"),\"\")","v":""},{"$f":"IF(B59=\"X\",IF(AN59=\"DA\",IF(AX59>24,LEN(TRIM(V59))-LEN(SUBSTITUTE(V59,CHAR(44),\"\"))+1,0),\"-\"),\"\")","v":""},null,null,null,null,null,{"$f":"IF(C59=\"X\",IF(AN59=\"\",\"Afectat sau NU?\",IF(AN59=\"DA\",IF(AK59=\"\",\"Neinformat\",NETWORKDAYS(AK59+AL59,AE59+AF59,$BS$2:$BS$14)-2),\"Nu a fost afectat producator/consumator\")),\"\")","v":""},{"$f":"IF(C59=\"X\",IF(AN59=\"DA\",IF(AND(BF59>=5,AK59<>\"\"),LEN(TRIM(V59))-LEN(SUBSTITUTE(V59,CHAR(44),\"\"))+1,0),\"-\"),\"\")","v":""},{"$f":"IF(C59=\"X\",IF(AN59=\"DA\",LEN(TRIM(V59))-LEN(SUBSTITUTE(V59,CHAR(44),\"\"))+1,\"-\"),\"\")","v":""},{"$f":"IF(C59=\"X\",IF(AN59=\"\",\"Afectat sau NU?\",IF(AN59=\"DA\",IF(AI59=\"\",\"Neinformat\",NETWORKDAYS(AI59+AJ59,AE59+AF59,$BS$2:$BS$14)-2),\"Nu a fost afectat producator/consumator\")),\"\")","v":""},{"$f":"IF(C59=\"X\",IF(AN59=\"DA\",IF(AND(BI59>=5,AI59<>\"\"),LEN(TRIM(U59))-LEN(SUBSTITUTE(U59,CHAR(44),\"\"))+1,0),\"-\"),\"\")","v":""},{"$f":"IF(C59=\"X\",IF(AN59=\"DA\",LEN(TRIM(U59))-LEN(SUBSTITUTE(U59,CHAR(44),\"\"))+1,\"-\"),\"\")","v":""},{"$f":"IF(C59=\"X\",IF(AN59=\"\",\"Afectat sau NU?\",IF(AN59=\"DA\",((AG59+AH59)-(Z59+AA59))*24,\"Nu a fost afectat producator/consumator\")),\"\")","v":""},{"$f":"IF(C59=\"X\",IF(AN59<>\"DA\",\"-\",IF(AND(AN59=\"DA\",BL59<=0),LEN(TRIM(V59))-LEN(SUBSTITUTE(V59,CHAR(44),\"\"))+1+LEN(TRIM(U59))-LEN(SUBSTITUTE(U59,CHAR(44),\"\"))+1,0)),\"\")","v":""},{"$f":"IF(C59=\"X\",IF(AN59=\"DA\",LEN(TRIM(V59))-LEN(SUBSTITUTE(V59,CHAR(44),\"\"))+1+LEN(TRIM(U59))-LEN(SUBSTITUTE(U59,CHAR(44),\"\"))+1,\"-\"),\"\")","v":""}]
[45,null,null,null,null,null,null,null,null,null,null,null,null,null,null,null,null,null,null,null,null,null,null,null,null,null,null,null,null,null,null,null,null,null,null,null,null,null,null,null,null,null,null,"","","","","","","","","",null,null,null,null,null,"","","","","","","","",""]
[46,null,null,null,null,null,null,null,null,null,null,null,null,null,null,null,null,null,null,null,null,null,null,null,null,null,null,null,null,null,null,null,null,null,null,null,null,null,null,null,null,null,null,"","","","","","","","","",null,null,null,null,null,"","","","","","","","",""]
[47,null,null,null,null,null,null,null,null,null,null,null,null,null,null,null,null,null,null,null,null,null,null,null,null,null,null,null,null,null,null,null,null,null,null,null,null,null,null,null,null,null,null,"","","","","","","","","",null,null,null,null,null,"","","","","","","","",""]
[48,null,null,null,null,null,null,null,null,null,null,null,null,null,null,null,null,null,null,null,null,null,null,null,null,null,null,null,null,null,null,null,null,null,null,null,null,null,null,null,null,null,null,"","","","","","","","","",null,null,null,null,null,"","","","","","","","",""]
[49,null,null,null,null,null,null,null,null,null,null,null,null,null,null,null,null,null,null,null,null,null,null,null,null,null,null,null,null,null,null,null,null,null,null,null,null,null,null,null,null,null,null,"","","","","","","","","",null,null,null,null,null,"","","","","","","","",""]
[50,null,null,null,null,null,null,null,null,null,null,null,null,null,null,null,null,null,null,null,null,null,null,null,null,null,null,null,null,null,null,null,null,null,null,null,null,null,null,null,null,null,null,"","","","","","","","","",null,null,null,null,null,"","","","","","","","",""]
[51,null,null,null,null,null,null,null,null,null,null,null,null,null,null,null,null,null,null,null,null,null,null,null,null,null,null,null,null,null,null,null,null,null,null,null,null,null,null,null,null,null,null,"","","","","","","","","",null,null,null,null,null,"","","","","","","","",""]
[52,null,null,null,null,null,null,null,null,null,null,null,null,null,null,null,null,null,null,null,null,null,null,null,null,null,null,null,null,null,null,null,null,null,null,null,null,null,null,null,null,null,null,"","","","","","","","","",null,null,null,null,null,"","","","","","","","",""]
[53,null,null,null,null,null,null,null,null,null,null,null,null,null,null,null,null,null,null,null,null,null,null,null,null,null,null,null,null,null,null,null,null,null,null,null,null,null,null,null,null,null,null,"","","","","","","","","",null,null,null,null,null,"","","","","","","","",""]
[54,null,null,null,null,null,null,null,null,null,null,null,null,null,null,null,null,null,null,null,null,null,null,null,null,null,null,null,null,null,null,null,null,null,null,null,null,null,null,null,null,null,null,"","","","","","","","","",null,null,null,null,null,"","","","","","","","",""]
[55,null,null,null,null,null,null,null,null,null,null,null,null,null,null,null,null,null,null,null,null,null,null,null,null,null,null,null,null,null,null,null,null,null,null,null,null,null,null,null,null,null,null,"","","","","","","","","",null,null,null,null,null,"","","","","","","","",""]
[56,null,null,null,null,null,null,null,null,null,null,null,null,null,null,null,null,null,null,null,null,null,null,null,null,null,null,null,null,null,null,null,null,null,null,null,null,null,null,null,null,null,null,"","","","","","","","","",null,null,null,null,null,"","","","","","","","",""]
[57,null,null,null,null,null,null,null,null,null,null,null,null,null,null,null,null,null,null,null,null,null,null,null,null,null,null,null,null,null,null,null,null,null,null,null,null,null,null,null,null,null,null,{"$f":"IF(B72=\"X\",IF(AN72=\"\",\"Afectat sau NU?\",IF(AN72=\"DA\",IF(((AK72+AL72)-(AE72+AF72))*24<-720,\"Neinformat\",((AK72+AL72)-(AE72+AF72))*24),\"Nu a fost afectat producator/consumator\")),\"\")","v":""},{"$f":"IF(B72=\"X\",IF(AN72=\"DA\",IF(AR72<6,LEN(TRIM(V72))-LEN(SUBSTITUTE(V72,CHAR(44),\"\"))+1,0),\"-\"),\"\")","v":""},{"$f":"IF(B72=\"X\",IF(AN72=\"DA\",LEN(TRIM(V72))-LEN(SUBSTITUTE(V72,CHAR(44),\"\"))+1,\"-\"),\"\")","v":""},{"$f":"IF(B72=\"X\",IF(AN72=\"\",\"Afectat sau NU?\",IF(AN72=\"DA\",IF(((AI72+AJ72)-(AE72+AF72))*24<-720,\"Neinformat\",((AI72+AJ72)-(AE72+AF72))*24),\"Nu a fost afectat producator/consumator\")),\"\")","v":""},{"$f":"IF(B72=\"X\",IF(AN72=\"DA\",IF(AU72<6,LEN(TRIM(U72))-LEN(SUBSTITUTE(U72,CHAR(44),\"\"))+1,0),\"-\"),\"\")","v":""},{"$f":"IF(B72=\"X\",IF(AN72=\"DA\",LEN(TRIM(U72))-LEN(SUBSTITUTE(U72,CHAR(44),\"\"))+1,\"-\"),\"\")","v":""},{"$f":"IF(B72=\"X\",IF(AN72=\"\",\"Afectat sau NU?\",IF(AN72=\"DA\",((AG72+AH72)-(AE72+AF72))*24,\"Nu a fost afectat producator/consumator\")),\"\")","v":""},{"$f":"IF(B72=\"X\",IF(AN72=\"DA\",IF(AX72>24,IF(BA72=\"NU\",0,LEN(TRIM(V72))-LEN(SUBSTITUTE(V72,CHAR(44),\"\"))+1),0),\"-\"),\"\")","v":""},{"$f":"IF(B72=\"X\",IF(AN72=\"DA\",IF(AX72>24,LEN(TRIM(V72))-LEN(SUBSTITUTE(V72,CHAR(44),\"\"))+1,0),\"-\"),\"\")","v":""},null,null,null,null,null,{"$f":"IF(C72=\"X\",IF(AN72=\"\",\"Afectat sau NU?\",IF(AN72=\"DA\",IF(AK72=\"\",\"Neinformat\",NETWORKDAYS(AK72+AL72,AE72+AF72,$BS$2:$BS$14)-2),\"Nu a fost afectat producator/consumator\")),\"\")","v":""},{"$f":"IF(C72=\"X\",IF(AN72=\"DA\",IF(AND(BF72>=5,AK72<>\"\"),LEN(TRIM(V72))-LEN(SUBSTITUTE(V72,CHAR(44),\"\"))+1,0),\"-\"),\"\")","v":""},{"$f":"IF(C72=\"X\",IF(AN72=\"DA\",LEN(TRIM(V72))-LEN(SUBSTITUTE(V72,CHAR(44),\"\"))+1,\"-\"),\"\")","v":""},{"$f":"IF(C72=\"X\",IF(AN72=\"\",\"Afectat sau NU?\",IF(AN72=\"DA\",IF(AI72=\"\",\"Neinformat\",NETWORKDAYS(AI72+AJ72,AE72+AF72,$BS$2:$BS$14)-2),\"Nu a fost afectat producator/consumator\")),\"\")","v":""},{"$f":"IF(C72=\"X\",IF(AN72=\"DA\",IF(AND(BI72>=5,AI72<>\"\"),LEN(TRIM(U72))-LEN(SUBSTITUTE(U72,CHAR(44),\"\"))+1,0),\"-\"),\"\")","v":""},{"$f":"IF(C72=\"X\",IF(AN72=\"DA\",LEN(TRIM(U72))-LEN(SUBSTITUTE(U72,CHAR(44),\"\"))+1,\"-\"),\"\")","v":""},{"$f":"IF(C72=\"X\",IF(AN72=\"\",\"Afectat sau NU?\",IF(AN72=\"DA\",((AG72+AH72)-(Z72+AA72))*24,\"Nu a fost afectat producator/consumator\")),\"\")","v":""},{"$f":"IF(C72=\"X\",IF(AN72<>\"DA\",\"-\",IF(AND(AN72=\"DA\",BL72<=0),LEN(TRIM(V72))-LEN(SUBSTITUTE(V72,CHAR(44),\"\"))+1+LEN(TRIM(U72))-LEN(SUBSTITUTE(U72,CHAR(44),\"\"))+1,0)),\"\")","v":""},{"$f":"IF(C72=\"X\",IF(AN72=\"DA\",LEN(TRIM(V72))-LEN(SUBSTITUTE(V72,CHAR(44),\"\"))+1+LEN(TRIM(U72))-LEN(SUBSTITUTE(U72,CHAR(44),\"\"))+1,\"-\"),\"\")","v":""}]
[58,null,null,null,null,null,null,null,null,null,null,null,null,null,null,null,null,null,null,null,null,null,null,null,null,null,null,null,null,null,null,null,null,null,null,null,null,null,null,null,null,null,null,"","","","","","","","","",null,null,null,null,null,"","","","","","","","",""]
[59,null,null,null,null,null,null,null,null,null,null,null,null,null,null,null,null,null,null,null,null,null,null,null,null,null,null,null,null,null,null,null,null,null,null,null,null,null,null,null,null,null,null,"","","","","","","","","",null,null,null,null,null,"","","","","","","","",""]
[60,null,null,null,null,null,null,null,null,null,null,null,null,null,null,null,null,null,null,null,null,null,null,null,null,null,null,null,null,null,null,null,null,null,null,null,null,null,null,null,null,null,null,"","","","","","","","","",null,null,null,null,null,"","","","","","","","",""]
[61,null,null,null,null,null,null,null,null,null,null,null,null,null,null,null,null,null,null,null,null,null,null,null,null,null,null,null,null,null,null,null,null,null,null,null,null,null,null,null,null,null,null,"","","","","","","","","",null,null,null,null,null,"","","","","","","","",""]
[62,null,null,null,null,null,null,null,null,null,null,null,null,null,null,null,null,null,null,null,null,null,null,null,null,null,null,null,null,null,null,null,null,null,null,null,null,null,null,null,null,null,null,"","","","","","","","","",null,null,null,null,null,"","","","","","","","",""]
[63,null,null,null,null,null,null,null,null,null,null,null,null,null,null,null,null,null,null,null,null,null,null,null,null,null,null,null,null,null,null,null,null,null,null,null,null,null,null,null,null,null,null,"","","","","","","","","",null,null,null,null,null,"","","","","","","","",""]
[64,null,null,null,null,null,null,null,null,null,null,null,null,null,null,null,null,null,null,null,null,null,null,null,null,null,null,null,null,null,null,null,null,null,null,null,null,null,null,null,null,null,null,"","","","","","","","","",null,null,null,null,null,"","","","","","","","",""]
[65,null,null,null,null,null,null,null,null,null,null,null,null,null,null,null,null,null,null,null,null,null,null,null,null,null,null,null,null,null,null,null,null,null,null,null,null,null,null,null,null,null,null,"","","","","","","","","",null,null,null,null,null,"","","","","","","","",""]
[66,null,null,null,null,null,null,null,null,null,null,null,null,null,null,null,null,null,null,null,null,null,null,null,null,null,null,null,null,null,null,null,null,null,null,null,null,null,null,null,null,null,null,"","","","","","","","","",null,null,null,null,null,"","","","","","","","",""]
[{"$f":"A81+1","v":67},null,null,null,null,null,null,null,null,null,null,null,null,null,null,null,null,null,null,null,null,null,null,null,null,null,null,null,null,null,null,null,null,null,null,null,null,null,null,null,null,null,null,"","","","","","","","","",null,null,null,null,null,"","","","","","","","",""]
[68,null,null,null,null,null,null,null,null,null,null,null,null,null,null,null,null,null,null,null,null,null,null,null,null,null,null,null,null,null,null,null,null,null,null,null,null,null,null,null,null,null,null,"","","","","","","","","",null,null,null,null,null,"","","","","","","","",""]
[69,null,null,null,null,null,null,null,null,null,null,null,null,null,null,null,null,null,null,null,null,null,null,null,null,null,null,null,null,null,null,null,null,null,null,null,null,null,null,null,null,null,null,{"$f":"IF(B84=\"X\",IF(AN84=\"\",\"Afectat sau NU?\",IF(AN84=\"DA\",IF(((AK84+AL84)-(AE84+AF84))*24<-720,\"Neinformat\",((AK84+AL84)-(AE84+AF84))*24),\"Nu a fost afectat producator/consumator\")),\"\")","v":""},{"$f":"IF(B84=\"X\",IF(AN84=\"DA\",IF(AR84<6,LEN(TRIM(V84))-LEN(SUBSTITUTE(V84,CHAR(44),\"\"))+1,0),\"-\"),\"\")","v":""},{"$f":"IF(B84=\"X\",IF(AN84=\"DA\",LEN(TRIM(V84))-LEN(SUBSTITUTE(V84,CHAR(44),\"\"))+1,\"-\"),\"\")","v":""},{"$f":"IF(B84=\"X\",IF(AN84=\"\",\"Afectat sau NU?\",IF(AN84=\"DA\",IF(((AI84+AJ84)-(AE84+AF84))*24<-720,\"Neinformat\",((AI84+AJ84)-(AE84+AF84))*24),\"Nu a fost afectat producator/consumator\")),\"\")","v":""},{"$f":"IF(B84=\"X\",IF(AN84=\"DA\",IF(AU84<6,LEN(TRIM(U84))-LEN(SUBSTITUTE(U84,CHAR(44),\"\"))+1,0),\"-\"),\"\")","v":""},{"$f":"IF(B84=\"X\",IF(AN84=\"DA\",LEN(TRIM(U84))-LEN(SUBSTITUTE(U84,CHAR(44),\"\"))+1,\"-\"),\"\")","v":""},{"$f":"IF(B84=\"X\",IF(AN84=\"\",\"Afectat sau NU?\",IF(AN84=\"DA\",((AG84+AH84)-(AE84+AF84))*24,\"Nu a fost afectat producator/consumator\")),\"\")","v":""},{"$f":"IF(B84=\"X\",IF(AN84=\"DA\",IF(AX84>24,IF(BA84=\"NU\",0,LEN(TRIM(V84))-LEN(SUBSTITUTE(V84,CHAR(44),\"\"))+1),0),\"-\"),\"\")","v":""},{"$f":"IF(B84=\"X\",IF(AN84=\"DA\",IF(AX84>24,LEN(TRIM(V84))-LEN(SUBSTITUTE(V84,CHAR(44),\"\"))+1,0),\"-\"),\"\")","v":""},null,null,null,null,null,{"$f":"IF(C84=\"X\",IF(AN84=\"\",\"Afectat sau NU?\",IF(AN84=\"DA\",IF(AK84=\"\",\"Neinformat\",NETWORKDAYS(AK84+AL84,AE84+AF84,$BS$2:$BS$14)-2),\"Nu a fost afectat producator/consumator\")),\"\")","v":""},{"$f":"IF(C84=\"X\",IF(AN84=\"DA\",IF(AND(BF84>=5,AK84<>\"\"),LEN(TRIM(V84))-LEN(SUBSTITUTE(V84,CHAR(44),\"\"))+1,0),\"-\"),\"\")","v":""},{"$f":"IF(C84=\"X\",IF(AN84=\"DA\",LEN(TRIM(V84))-LEN(SUBSTITUTE(V84,CHAR(44),\"\"))+1,\"-\"),\"\")","v":""},{"$f":"IF(C84=\"X\",IF(AN84=\"\",\"Afectat sau NU?\",IF(AN84=\"DA\",IF(AI84=\"\",\"Neinformat\",NETWORKDAYS(AI84+AJ84,AE84+AF84,$BS$2:$BS$14)-2),\"Nu a fost afectat producator/consumator\")),\"\")","v":""},{"$f":"IF(C84=\"X\",IF(AN84=\"DA\",IF(AND(BI84>=5,AI84<>\"\"),LEN(TRIM(U84))-LEN(SUBSTITUTE(U84,CHAR(44),\"\"))+1,0),\"-\"),\"\")","v":""},{"$f":"IF(C84=\"X\",IF(AN84=\"DA\",LEN(TRIM(U84))-LEN(SUBSTITUTE(U84,CHAR(44),\"\"))+1,\"-\"),\"\")","v":""},{"$f":"IF(C84=\"X\",IF(AN84=\"\",\"Afectat sau NU?\",IF(AN84=\"DA\",((AG84+AH84)-(Z84+AA84))*24,\"Nu a fost afectat producator/consumator\")),\"\")","v":""},{"$f":"IF(C84=\"X\",IF(AN84<>\"DA\",\"-\",IF(AND(AN84=\"DA\",BL84<=0),LEN(TRIM(V84))-LEN(SUBSTITUTE(V84,CHAR(44),\"\"))+1+LEN(TRIM(U84))-LEN(SUBSTITUTE(U84,CHAR(44),\"\"))+1,0)),\"\")","v":""},{"$f":"IF(C84=\"X\",IF(AN84=\"DA\",LEN(TRIM(V84))-LEN(SUBSTITUTE(V84,CHAR(44),\"\"))+1+LEN(TRIM(U84))-LEN(SUBSTITUTE(U84,CHAR(44),\"\"))+1,\"-\"),\"\")","v":""}]
[70,null,null,null,null,null,null,null,null,null,null,null,null,null,null,null,null,null,null,null,null,null,null,null,null,null,null,null,null,null,null,null,null,null,null,null,null,null,null,null,null,null,null,"","","","","","","","","",null,null,null,null,null,"","","","","","","","",""]
[71,null,null,null,null,null,null,null,null,null,null,null,null,null,null,null,null,null,null,null,null,null,null,null,null,null,null,null,null,null,null,null,null,null,null,null,null,null,null,null,null,null,null,"","","","","","","","","",null,null,null,null,null,"","","","","","","","",""]
[72,null,null,null,null,null,null,null,null,null,null,null,null,null,null,null,null,null,null,null,null,null,null,null,null,null,null,null,null,null,null,null,null,null,null,null,null,null,null,null,null,null,null,"","","","","","","","","",null,null,null,null,null,"","","","","","","","",""]
[73,null,null,null,null,null,null,null,null,null,null,null,null,null,null,null,null,null,null,null,null,null,null,null,null,null,null,null,null,null,null,null,null,null,null,null,null,null,null,null,null,null,null,"","","","","","","","","",null,null,null,null,null,"","","","","","","","",""]
[74,null,null,null,null,null,null,null,null,null,null,null,null,null,null,null,null,null,null,null,null,null,null,null,null,null,null,null,null,null,null,null,null,null,null,null,null,null,null,null,null,null,null,{"$f":"IF(B89=\"X\",IF(AN89=\"\",\"Afectat sau NU?\",IF(AN89=\"DA\",IF(((AK89+AL89)-(AE89+AF89))*24<-720,\"Neinformat\",((AK89+AL89)-(AE89+AF89))*24),\"Nu a fost afectat producator/consumator\")),\"\")","v":""},{"$f":"IF(B89=\"X\",IF(AN89=\"DA\",IF(AR89<6,LEN(TRIM(V89))-LEN(SUBSTITUTE(V89,CHAR(44),\"\"))+1,0),\"-\"),\"\")","v":""},{"$f":"IF(B89=\"X\",IF(AN89=\"DA\",LEN(TRIM(V89))-LEN(SUBSTITUTE(V89,CHAR(44),\"\"))+1,\"-\"),\"\")","v":""},{"$f":"IF(B89=\"X\",IF(AN89=\"\",\"Afectat sau NU?\",IF(AN89=\"DA\",IF(((AI89+AJ89)-(AE89+AF89))*24<-720,\"Neinformat\",((AI89+AJ89)-(AE89+AF89))*24),\"Nu a fost afectat producator/consumator\")),\"\")","v":""},{"$f":"IF(B89=\"X\",IF(AN89=\"DA\",IF(AU89<6,LEN(TRIM(U89))-LEN(SUBSTITUTE(U89,CHAR(44),\"\"))+1,0),\"-\"),\"\")","v":""},{"$f":"IF(B89=\"X\",IF(AN89=\"DA\",LEN(TRIM(U89))-LEN(SUBSTITUTE(U89,CHAR(44),\"\"))+1,\"-\"),\"\")","v":""},{"$f":"IF(B89=\"X\",IF(AN89=\"\",\"Afectat sau NU?\",IF(AN89=\"DA\",((AG89+AH89)-(AE89+AF89))*24,\"Nu a fost afectat producator/consumator\")),\"\")","v":""},{"$f":"IF(B89=\"X\",IF(AN89=\"DA\",IF(AX89>24,IF(BA89=\"NU\",0,LEN(TRIM(V89))-LEN(SUBSTITUTE(V89,CHAR(44),\"\"))+1),0),\"-\"),\"\")","v":""},{"$f":"IF(B89=\"X\",IF(AN89=\"DA\",IF(AX89>24,LEN(TRIM(V89))-LEN(SUBSTITUTE(V89,CHAR(44),\"\"))+1,0),\"-\"),\"\")","v":""},null,null,null,null,null,{"$f":"IF(C89=\"X\",IF(AN89=\"\",\"Afectat sau NU?\",IF(AN89=\"DA\",IF(AK89=\"\",\"Neinformat\",NETWORKDAYS(AK89+AL89,AE89+AF89,$BS$2:$BS$14)-2),\"Nu a fost afectat producator/consumator\")),\"\")","v":""},{"$f":"IF(C89=\"X\",IF(AN89=\"DA\",IF(AND(BF89>=5,AK89<>\"\"),LEN(TRIM(V89))-LEN(SUBSTITUTE(V89,CHAR(44),\"\"))+1,0),\"-\"),\"\")","v":""},{"$f":"IF(C89=\"X\",IF(AN89=\"DA\",LEN(TRIM(V89))-LEN(SUBSTITUTE(V89,CHAR(44),\"\"))+1,\"-\"),\"\")","v":""},{"$f":"IF(C89=\"X\",IF(AN89=\"\",\"Afectat sau NU?\",IF(AN89=\"DA\",IF(AI89=\"\",\"Neinformat\",NETWORKDAYS(AI89+AJ89,AE89+AF89,$BS$2:$BS$14)-2),\"Nu a fost afectat producator/consumator\")),\"\")","v":""},{"$f":"IF(C89=\"X\",IF(AN89=\"DA\",IF(AND(BI89>=5,AI89<>\"\"),LEN(TRIM(U89))-LEN(SUBSTITUTE(U89,CHAR(44),\"\"))+1,0),\"-\"),\"\")","v":""},{"$f":"IF(C89=\"X\",IF(AN89=\"DA\",LEN(TRIM(U89))-LEN(SUBSTITUTE(U89,CHAR(44),\"\"))+1,\"-\"),\"\")","v":""},{"$f":"IF(C89=\"X\",IF(AN89=\"\",\"Afectat sau NU?\",IF(AN89=\"DA\",((AG89+AH89)-(Z89+AA89))*24,\"Nu a fost afectat producator/consumator\")),\"\")","v":""},{"$f":"IF(C89=\"X\",IF(AN89<>\"DA\",\"-\",IF(AND(AN89=\"DA\",BL89<=0),LEN(TRIM(V89))-LEN(SUBSTITUTE(V89,CHAR(44),\"\"))+1+LEN(TRIM(U89))-LEN(SUBSTITUTE(U89,CHAR(44),\"\"))+1,0)),\"\")","v":""},{"$f":"IF(C89=\"X\",IF(AN89=\"DA\",LEN(TRIM(V89))-LEN(SUBSTITUTE(V89,CHAR(44),\"\"))+1+LEN(TRIM(U89))-LEN(SUBSTITUTE(U89,CHAR(44),\"\"))+1,\"-\"),\"\")","v":""}]
[75,null,null,null,null,null,null,null,null,null,null,null,null,null,null,null,null,null,null,null,null,null,null,null,null,null,null,null,null,null,null,null,null,null,null,null,null,null,null,null,null,null,null,"","","","","","","","","",null,null,null,null,null,"","","","","","","","",""]
[76,null,null,null,null,null,null,null,null,null,null,null,null,null,null,null,null,null,null,null,null,null,null,null,null,null,null,null,null,null,null,null,null,null,null,null,null,null,null,null,null,null,null,{"$f":"IF(B91=\"X\",IF(AN91=\"\",\"Afectat sau NU?\",IF(AN91=\"DA\",IF(((AK91+AL91)-(AE91+AF91))*24<-720,\"Neinformat\",((AK91+AL91)-(AE91+AF91))*24),\"Nu a fost afectat producator/consumator\")),\"\")","v":""},{"$f":"IF(B91=\"X\",IF(AN91=\"DA\",IF(AR91<6,LEN(TRIM(V91))-LEN(SUBSTITUTE(V91,CHAR(44),\"\"))+1,0),\"-\"),\"\")","v":""},{"$f":"IF(B91=\"X\",IF(AN91=\"DA\",LEN(TRIM(V91))-LEN(SUBSTITUTE(V91,CHAR(44),\"\"))+1,\"-\"),\"\")","v":""},{"$f":"IF(B91=\"X\",IF(AN91=\"\",\"Afectat sau NU?\",IF(AN91=\"DA\",IF(((AI91+AJ91)-(AE91+AF91))*24<-720,\"Neinformat\",((AI91+AJ91)-(AE91+AF91))*24),\"Nu a fost afectat producator/consumator\")),\"\")","v":""},{"$f":"IF(B91=\"X\",IF(AN91=\"DA\",IF(AU91<6,LEN(TRIM(U91))-LEN(SUBSTITUTE(U91,CHAR(44),\"\"))+1,0),\"-\"),\"\")","v":""},{"$f":"IF(B91=\"X\",IF(AN91=\"DA\",LEN(TRIM(U91))-LEN(SUBSTITUTE(U91,CHAR(44),\"\"))+1,\"-\"),\"\")","v":""},{"$f":"IF(B91=\"X\",IF(AN91=\"\",\"Afectat sau NU?\",IF(AN91=\"DA\",((AG91+AH91)-(AE91+AF91))*24,\"Nu a fost afectat producator/consumator\")),\"\")","v":""},{"$f":"IF(B91=\"X\",IF(AN91=\"DA\",IF(AX91>24,IF(BA91=\"NU\",0,LEN(TRIM(V91))-LEN(SUBSTITUTE(V91,CHAR(44),\"\"))+1),0),\"-\"),\"\")","v":""},{"$f":"IF(B91=\"X\",IF(AN91=\"DA\",IF(AX91>24,LEN(TRIM(V91))-LEN(SUBSTITUTE(V91,CHAR(44),\"\"))+1,0),\"-\"),\"\")","v":""},null,null,null,null,null,{"$f":"IF(C91=\"X\",IF(AN91=\"\",\"Afectat sau NU?\",IF(AN91=\"DA\",IF(AK91=\"\",\"Neinformat\",NETWORKDAYS(AK91+AL91,AE91+AF91,$BS$2:$BS$14)-2),\"Nu a fost afectat producator/consumator\")),\"\")","v":""},{"$f":"IF(C91=\"X\",IF(AN91=\"DA\",IF(AND(BF91>=5,AK91<>\"\"),LEN(TRIM(V91))-LEN(SUBSTITUTE(V91,CHAR(44),\"\"))+1,0),\"-\"),\"\")","v":""},{"$f":"IF(C91=\"X\",IF(AN91=\"DA\",LEN(TRIM(V91))-LEN(SUBSTITUTE(V91,CHAR(44),\"\"))+1,\"-\"),\"\")","v":""},{"$f":"IF(C91=\"X\",IF(AN91=\"\",\"Afectat sau NU?\",IF(AN91=\"DA\",IF(AI91=\"\",\"Neinformat\",NETWORKDAYS(AI91+AJ91,AE91+AF91,$BS$2:$BS$14)-2),\"Nu a fost afectat producator/consumator\")),\"\")","v":""},{"$f":"IF(C91=\"X\",IF(AN91=\"DA\",IF(AND(BI91>=5,AI91<>\"\"),LEN(TRIM(U91))-LEN(SUBSTITUTE(U91,CHAR(44),\"\"))+1,0),\"-\"),\"\")","v":""},{"$f":"IF(C91=\"X\",IF(AN91=\"DA\",LEN(TRIM(U91))-LEN(SUBSTITUTE(U91,CHAR(44),\"\"))+1,\"-\"),\"\")","v":""},{"$f":"IF(C91=\"X\",IF(AN91=\"\",\"Afectat sau NU?\",IF(AN91=\"DA\",((AG91+AH91)-(Z91+AA91))*24,\"Nu a fost afectat producator/consumator\")),\"\")","v":""},{"$f":"IF(C91=\"X\",IF(AN91<>\"DA\",\"-\",IF(AND(AN91=\"DA\",BL91<=0),LEN(TRIM(V91))-LEN(SUBSTITUTE(V91,CHAR(44),\"\"))+1+LEN(TRIM(U91))-LEN(SUBSTITUTE(U91,CHAR(44),\"\"))+1,0)),\"\")","v":""},{"$f":"IF(C91=\"X\",IF(AN91=\"DA\",LEN(TRIM(V91))-LEN(SUBSTITUTE(V91,CHAR(44),\"\"))+1+LEN(TRIM(U91))-LEN(SUBSTITUTE(U91,CHAR(44),\"\"))+1,\"-\"),\"\")","v":""}]
[77,null,null,null,null,null,null,null,null,null,null,null,null,null,null,null,null,null,null,null,null,null,null,null,null,null,null,null,null,null,null,null,null,null,null,null,null,null,null,null,null,null,null,{"$f":"IF(B92=\"X\",IF(AN92=\"\",\"Afectat sau NU?\",IF(AN92=\"DA\",IF(((AK92+AL92)-(AE92+AF92))*24<-720,\"Neinformat\",((AK92+AL92)-(AE92+AF92))*24),\"Nu a fost afectat producator/consumator\")),\"\")","v":""},{"$f":"IF(B92=\"X\",IF(AN92=\"DA\",IF(AR92<6,LEN(TRIM(V92))-LEN(SUBSTITUTE(V92,CHAR(44),\"\"))+1,0),\"-\"),\"\")","v":""},{"$f":"IF(B92=\"X\",IF(AN92=\"DA\",LEN(TRIM(V92))-LEN(SUBSTITUTE(V92,CHAR(44),\"\"))+1,\"-\"),\"\")","v":""},{"$f":"IF(B92=\"X\",IF(AN92=\"\",\"Afectat sau NU?\",IF(AN92=\"DA\",IF(((AI92+AJ92)-(AE92+AF92))*24<-720,\"Neinformat\",((AI92+AJ92)-(AE92+AF92))*24),\"Nu a fost afectat producator/consumator\")),\"\")","v":""},{"$f":"IF(B92=\"X\",IF(AN92=\"DA\",IF(AU92<6,LEN(TRIM(U92))-LEN(SUBSTITUTE(U92,CHAR(44),\"\"))+1,0),\"-\"),\"\")","v":""},{"$f":"IF(B92=\"X\",IF(AN92=\"DA\",LEN(TRIM(U92))-LEN(SUBSTITUTE(U92,CHAR(44),\"\"))+1,\"-\"),\"\")","v":""},{"$f":"IF(B92=\"X\",IF(AN92=\"\",\"Afectat sau NU?\",IF(AN92=\"DA\",((AG92+AH92)-(AE92+AF92))*24,\"Nu a fost afectat producator/consumator\")),\"\")","v":""},{"$f":"IF(B92=\"X\",IF(AN92=\"DA\",IF(AX92>24,IF(BA92=\"NU\",0,LEN(TRIM(V92))-LEN(SUBSTITUTE(V92,CHAR(44),\"\"))+1),0),\"-\"),\"\")","v":""},{"$f":"IF(B92=\"X\",IF(AN92=\"DA\",IF(AX92>24,LEN(TRIM(V92))-LEN(SUBSTITUTE(V92,CHAR(44),\"\"))+1,0),\"-\"),\"\")","v":""},null,null,null,null,null,{"$f":"IF(C92=\"X\",IF(AN92=\"\",\"Afectat sau NU?\",IF(AN92=\"DA\",IF(AK92=\"\",\"Neinformat\",NETWORKDAYS(AK92+AL92,AE92+AF92,$BS$2:$BS$14)-2),\"Nu a fost afectat producator/consumator\")),\"\")","v":""},{"$f":"IF(C92=\"X\",IF(AN92=\"DA\",IF(AND(BF92>=5,AK92<>\"\"),LEN(TRIM(V92))-LEN(SUBSTITUTE(V92,CHAR(44),\"\"))+1,0),\"-\"),\"\")","v":""},{"$f":"IF(C92=\"X\",IF(AN92=\"DA\",LEN(TRIM(V92))-LEN(SUBSTITUTE(V92,CHAR(44),\"\"))+1,\"-\"),\"\")","v":""},{"$f":"IF(C92=\"X\",IF(AN92=\"\",\"Afectat sau NU?\",IF(AN92=\"DA\",IF(AI92=\"\",\"Neinformat\",NETWORKDAYS(AI92+AJ92,AE92+AF92,$BS$2:$BS$14)-2),\"Nu a fost afectat producator/consumator\")),\"\")","v":""},{"$f":"IF(C92=\"X\",IF(AN92=\"DA\",IF(AND(BI92>=5,AI92<>\"\"),LEN(TRIM(U92))-LEN(SUBSTITUTE(U92,CHAR(44),\"\"))+1,0),\"-\"),\"\")","v":""},{"$f":"IF(C92=\"X\",IF(AN92=\"DA\",LEN(TRIM(U92))-LEN(SUBSTITUTE(U92,CHAR(44),\"\"))+1,\"-\"),\"\")","v":""},{"$f":"IF(C92=\"X\",IF(AN92=\"\",\"Afectat sau NU?\",IF(AN92=\"DA\",((AG92+AH92)-(Z92+AA92))*24,\"Nu a fost afectat producator/consumator\")),\"\")","v":""},{"$f":"IF(C92=\"X\",IF(AN92<>\"DA\",\"-\",IF(AND(AN92=\"DA\",BL92<=0),LEN(TRIM(V92))-LEN(SUBSTITUTE(V92,CHAR(44),\"\"))+1+LEN(TRIM(U92))-LEN(SUBSTITUTE(U92,CHAR(44),\"\"))+1,0)),\"\")","v":""},{"$f":"IF(C92=\"X\",IF(AN92=\"DA\",LEN(TRIM(V92))-LEN(SUBSTITUTE(V92,CHAR(44),\"\"))+1+LEN(TRIM(U92))-LEN(SUBSTITUTE(U92,CHAR(44),\"\"))+1,\"-\"),\"\")","v":""}]
[78,null,null,null,null,null,null,null,null,null,null,null,null,null,null,null,null,null,null,null,null,null,null,null,null,null,null,null,null,null,null,null,null,null,null,null,null,null,null,null,null,null,null,{"$f":"IF(B93=\"X\",IF(AN93=\"\",\"Afectat sau NU?\",IF(AN93=\"DA\",IF(((AK93+AL93)-(AE93+AF93))*24<-720,\"Neinformat\",((AK93+AL93)-(AE93+AF93))*24),\"Nu a fost afectat producator/consumator\")),\"\")","v":""},{"$f":"IF(B93=\"X\",IF(AN93=\"DA\",IF(AR93<6,LEN(TRIM(V93))-LEN(SUBSTITUTE(V93,CHAR(44),\"\"))+1,0),\"-\"),\"\")","v":""},{"$f":"IF(B93=\"X\",IF(AN93=\"DA\",LEN(TRIM(V93))-LEN(SUBSTITUTE(V93,CHAR(44),\"\"))+1,\"-\"),\"\")","v":""},{"$f":"IF(B93=\"X\",IF(AN93=\"\",\"Afectat sau NU?\",IF(AN93=\"DA\",IF(((AI93+AJ93)-(AE93+AF93))*24<-720,\"Neinformat\",((AI93+AJ93)-(AE93+AF93))*24),\"Nu a fost afectat producator/consumator\")),\"\")","v":""},{"$f":"IF(B93=\"X\",IF(AN93=\"DA\",IF(AU93<6,LEN(TRIM(U93))-LEN(SUBSTITUTE(U93,CHAR(44),\"\"))+1,0),\"-\"),\"\")","v":""},{"$f":"IF(B93=\"X\",IF(AN93=\"DA\",LEN(TRIM(U93))-LEN(SUBSTITUTE(U93,CHAR(44),\"\"))+1,\"-\"),\"\")","v":""},{"$f":"IF(B93=\"X\",IF(AN93=\"\",\"Afectat sau NU?\",IF(AN93=\"DA\",((AG93+AH93)-(AE93+AF93))*24,\"Nu a fost afectat producator/consumator\")),\"\")","v":""},{"$f":"IF(B93=\"X\",IF(AN93=\"DA\",IF(AX93>24,IF(BA93=\"NU\",0,LEN(TRIM(V93))-LEN(SUBSTITUTE(V93,CHAR(44),\"\"))+1),0),\"-\"),\"\")","v":""},{"$f":"IF(B93=\"X\",IF(AN93=\"DA\",IF(AX93>24,LEN(TRIM(V93))-LEN(SUBSTITUTE(V93,CHAR(44),\"\"))+1,0),\"-\"),\"\")","v":""},null,null,null,null,null,{"$f":"IF(C93=\"X\",IF(AN93=\"\",\"Afectat sau NU?\",IF(AN93=\"DA\",IF(AK93=\"\",\"Neinformat\",NETWORKDAYS(AK93+AL93,AE93+AF93,$BS$2:$BS$14)-2),\"Nu a fost afectat producator/consumator\")),\"\")","v":""},{"$f":"IF(C93=\"X\",IF(AN93=\"DA\",IF(AND(BF93>=5,AK93<>\"\"),LEN(TRIM(V93))-LEN(SUBSTITUTE(V93,CHAR(44),\"\"))+1,0),\"-\"),\"\")","v":""},{"$f":"IF(C93=\"X\",IF(AN93=\"DA\",LEN(TRIM(V93))-LEN(SUBSTITUTE(V93,CHAR(44),\"\"))+1,\"-\"),\"\")","v":""},{"$f":"IF(C93=\"X\",IF(AN93=\"\",\"Afectat sau NU?\",IF(AN93=\"DA\",IF(AI93=\"\",\"Neinformat\",NETWORKDAYS(AI93+AJ93,AE93+AF93,$BS$2:$BS$14)-2),\"Nu a fost afectat producator/consumator\")),\"\")","v":""},{"$f":"IF(C93=\"X\",IF(AN93=\"DA\",IF(AND(BI93>=5,AI93<>\"\"),LEN(TRIM(U93))-LEN(SUBSTITUTE(U93,CHAR(44),\"\"))+1,0),\"-\"),\"\")","v":""},{"$f":"IF(C93=\"X\",IF(AN93=\"DA\",LEN(TRIM(U93))-LEN(SUBSTITUTE(U93,CHAR(44),\"\"))+1,\"-\"),\"\")","v":""},{"$f":"IF(C93=\"X\",IF(AN93=\"\",\"Afectat sau NU?\",IF(AN93=\"DA\",((AG93+AH93)-(Z93+AA93))*24,\"Nu a fost afectat producator/consumator\")),\"\")","v":""},{"$f":"IF(C93=\"X\",IF(AN93<>\"DA\",\"-\",IF(AND(AN93=\"DA\",BL93<=0),LEN(TRIM(V93))-LEN(SUBSTITUTE(V93,CHAR(44),\"\"))+1+LEN(TRIM(U93))-LEN(SUBSTITUTE(U93,CHAR(44),\"\"))+1,0)),\"\")","v":""},{"$f":"IF(C93=\"X\",IF(AN93=\"DA\",LEN(TRIM(V93))-LEN(SUBSTITUTE(V93,CHAR(44),\"\"))+1+LEN(TRIM(U93))-LEN(SUBSTITUTE(U93,CHAR(44),\"\"))+1,\"-\"),\"\")","v":""}]